## HAZİRAN 2021
Ürün Barkod | Ürün Kodu | Ürün Açıklaması | Ürün Açıklaması - İngilizce | Ambalaj Miktarı |  | Ambalaj Ağırlığı |  | Koli Miktarı |  | 2021 Fiyatı - Döviz |  | 2021 Fiyatı - TL |  | 0 | 0
8680734705123 | E 01005 | SKP-EKKO KABLO PABUCU 10mm2 M5 | 10 mm² Ekko Type Cable Lug M5 | 800 | Adet | 2.1 | kg | - | Adet | 0.195 | USD | 0 | TL
8680734705130 | E 01606 | SKP-EKKO KABLO PABUCU 16mm2 M6 | 16 mm² Ekko Type Cable Lug M6 | 500 | Adet | 1.7 | kg | - | Adet | 0.22 | USD | 0 | TL
8680734705147 | E 02508 | SKP-EKKO KABLO PABUCU 25mm2 M8 | 25 mm² EkkoType Cable Lug M8 | 300 | Adet | 2.2 | kg | - | Adet | 0.47 | USD | 0 | TL
8680734705161 | E 03508 | SKP-EKKO KABLO PABUCU 35mm2 M8 | 35 mm² EkkoType Cable Lug M8 | 200 | Adet | 2 | kg | - | Adet | 0.715 | USD | 0 | TL
8680734705185 | E 05010 | SKP-EKKO KABLO PABUCU 50mm2 M10 | 50 mm² EkkoType Cable Lug M10 | 150 | Adet | 2.2 | kg | - | Adet | 0.845 | USD | 0 | TL
8680734705208 | E 07010 | SKP-EKKO KABLO PABUCU 70mm2 M10 | 70 mm² Ekko Type Cable Lug M10 | 100 | Adet | 2.3 | kg | - | Adet | 1.325 | USD | 0 | TL
8680734705222 | E 09510 | SKP-EKKO KABLO PABUCU 95mm2 M10 | 95 mm² Ekko Type Cable Lug M10 | 80 | Adet | 2.2 | kg | - | Adet | 1.525 | USD | 0 | TL
8680734705246 | E 12012 | SKP-EKKO KABLO PABUCU 120mm2 M12 | 120 mm² Ekko Type Cable Lug M12 | 50 | Adet | 1.9 | kg | - | Adet | 2.1 | USD | 0 | TL
8680734705253 | E 15012 | SKP-EKKO KABLO PABUCU 150mm2 M12 | 150 mm² Ekko Type Cable Lug M12 | 30 | Adet | 2.1 | kg | - | Adet | 3.28 | USD | 0 | TL
8680734705260 | E 18516 | SKP-EKKO KABLO PABUCU 185mm2 M16 | 185 mm² Ekko Type Cable Lug M16 | 30 | Adet | 2.15 | kg | - | Adet | 3.6 | USD | 0 | TL
8680734705307 | E 24016 | SKP-EKKO KABLO PABUCU 240mm2 M16 | 240 mm² Ekko Type Cable Lug M16 | 25 | Adet | 2.7 | kg | - | Adet | 4.96 | USD | 0 | TL
8680734708469 | ST 01005 | SKP KABLO PABUCU 10mm2 M5 | 10 mm² Standard Type Cable Lug M5 | 800 | Adet | 2.8 | kg | - | Adet | 0.28 | USD | 0 | TL
8680734708483 | ST 01006 | SKP KABLO PABUCU 10mm2 M6 | 10 mm² Standard Type Cable Lug M6 | 800 | Adet | 2.6 | kg | - | Adet | 0.295 | USD | 0 | TL
8680734708490 | ST 01008 | SKP KABLO PABUCU 10mm2 M8 | 10 mm² Standard Type Cable Lug M8 | 800 | Adet | 2.8 | kg | - | Adet | 0.295 | USD | 0 | TL
8680734708513 | ST 01605 | SKP KABLO PABUCU 16mm2 M5 | 16 mm² Standard Type Cable Lug M5 | 500 | Adet | 2.6 | kg | - | Adet | 0.395 | USD | 0 | TL
8680734708520 | ST 01606 | SKP KABLO PABUCU 16mm2 M6 | 16 mm² Standard Type Cable Lug M6 | 500 | Adet | 2.7 | kg | - | Adet | 0.395 | USD | 0 | TL
8680734708544 | ST 01608 | SKP KABLO PABUCU 16mm2 M8 | 16 mm² Standard Type Cable Lug M8 | 500 | Adet | 2.9 | kg | - | Adet | 0.42 | USD | 0 | TL
8680734708551 | ST 01610 | SKP KABLO PABUCU 16mm2 M10 | 16 mm² Standard Type Cable Lug M10 | 500 | Adet | 2.9 | kg | - | Adet | 0.495 | USD | 0 | TL
8680734708582 | ST 02506 | SKP KABLO PABUCU 25mm2 M6 | 25 mm² Standard Type Cable Lug M6 | 300 | Adet | 3 | kg | - | Adet | 0.67 | USD | 0 | TL
8680734708599 | ST 02508 | SKP KABLO PABUCU 25mm2 M8 | 25 mm² Standard Type Cable Lug M8 | 300 | Adet | 2.75 | kg | - | Adet | 0.645 | USD | 0 | TL
8680734708612 | ST 02510 | SKP KABLO PABUCU 25mm2 M10 | 25 mm² Standard Type Cable Lug M10 | 300 | Adet | 2.9 | kg | - | Adet | 0.72 | USD | 0 | TL
8680734708629 | ST 02512 | SKP KABLO PABUCU 25mm2 M12 | 25 mm² Standard Type Cable Lug M12 | 300 | Adet | 2.9 | kg | - | Adet | 0.8 | USD | 0 | TL
8680734708636 | ST 03506 | SKP KABLO PABUCU 35mm2 M6 | 35 mm² Standard Type Cable Lug M6 | 200 | Adet | 2.8 | kg | - | Adet | 0.88 | USD | 0 | TL
8680734708643 | ST 03508 | SKP KABLO PABUCU 35mm2 M8 | 35 mm² Standard Type Cable Lug M8 | 200 | Adet | 2.8 | kg | - | Adet | 0.88 | USD | 0 | TL
8680734708667 | ST 03510 | SKP KABLO PABUCU 35mm2 M10 | 35 mm² Standard Type Cable Lug M10 | 200 | Adet | 2.8 | kg | - | Adet | 0.88 | USD | 0 | TL
8680734708674 | ST 03512 | SKP KABLO PABUCU 35mm2 M12 | 35 mm² Standard Type Cable Lug M12 | 200 | Adet | 2.8 | kg | - | Adet | 1.01 | USD | 0 | TL
8680734708681 | ST 05006 | SKP KABLO PABUCU 50mm2 M6 | 50 mm² Standard Type Cable Lug M6 | 150 | Adet | 3 | kg | - | Adet | 1.36 | USD | 0 | TL
8680734708698 | ST 05008 | SKP KABLO PABUCU 50mm2 M8 | 50 mm² Standard Type Cable Lug M8 | 150 | Adet | 3.1 | kg | - | Adet | 1.36 | USD | 0 | TL
8680734708704 | ST 05010 | SKP KABLO PABUCU 50mm2 M10 | 50 mm² Standard Type Cable Lug M10 | 150 | Adet | 3.3 | kg | - | Adet | 1.36 | USD | 0 | TL
8680734708711 | ST 05012 | SKP KABLO PABUCU 50mm2 M12 | 50 mm² Standard Type Cable Lug M12 | 150 | Adet | 3.1 | kg | - | Adet | 1.445 | USD | 0 | TL
8680734708742 | ST 05014 | SKP KABLO PABUCU 50mm2 M14 | 50 mm² Standard Type Cable Lug M14 | 150 | Adet | 3.3 | kg | - | Adet | 1.6 | USD | 0 | TL
8680734708773 | ST 07008 | SKP KABLO PABUCU 70mm2 M8 | 70 mm² Standard Type Cable Lug M8 | 100 | Adet | 2.8 | kg | - | Adet | 1.845 | USD | 0 | TL
8680734708780 | ST 07010 | SKP KABLO PABUCU 70mm2 M10 | 70 mm² Standard Type Cable Lug M10 | 100 | Adet | 3 | kg | - | Adet | 1.845 | USD | 0 | TL
8680734708803 | ST 07012 | SKP KABLO PABUCU 70mm2 M12 | 70 mm² Standard Type Cable Lug M12 | 100 | Adet | 2.8 | kg | - | Adet | 1.9 | USD | 0 | TL
8680734708834 | ST 07014 | SKP KABLO PABUCU 70mm2 M14 | 70 mm² Standard Type Cable Lug M14 | 100 | Adet | 3.4 | kg | - | Adet | 2.325 | USD | 0 | TL
8680734708841 | ST 07016 | SKP KABLO PABUCU 70mm2 M16 | 70 mm² Standard Type Cable Lug M16 | 100 | Adet | 3.2 | kg | - | Adet | 2.325 | USD | 0 | TL
8680734708858 | ST 09508 | SKP KABLO PABUCU 95mm2 M8 | 95 mm² Standard Type Cable Lug M8 | 80 | Adet | 3 | kg | - | Adet | 2.08 | USD | 0 | TL
8680734708865 | ST 09510 | SKP KABLO PABUCU 95mm2 M10 | 95 mm² Standard Type Cable Lug M10 | 80 | Adet | 3 | kg | - | Adet | 1.945 | USD | 0 | TL
8680734708872 | ST 09512 | SKP KABLO PABUCU 95mm2 M12 | 95 mm² Standard Type Cable Lug M12 | 80 | Adet | 2.9 | kg | - | Adet | 1.945 | USD | 0 | TL
8680734708902 | ST 09514 | SKP KABLO PABUCU 95mm2 M14 | 95 mm² Standard Type Cable Lug M14 | 80 | Adet | 3.2 | kg | - | Adet | 2.65 | USD | 0 | TL
8680734708919 | ST 09516 | SKP KABLO PABUCU 95mm2 M16 | 95 mm² Standard Type Cable Lug M16 | 80 | Adet | 3.1 | kg | - | Adet | 2.65 | USD | 0 | TL
8680734708957 | ST 12010 | SKP KABLO PABUCU 120mm2 M10 | 120 mm² Standard Type Cable Lug M10 | 50 | Adet | 2.7 | kg | - | Adet | 2.8 | USD | 0 | TL
8680734708964 | ST 12012 | SKP KABLO PABUCU 120mm2 M12 | 120 mm² Standard Type Cable Lug M12 | 50 | Adet | 2.6 | kg | - | Adet | 2.8 | USD | 0 | TL
8680734708995 | ST 12014 | SKP KABLO PABUCU 120mm2 M14 | 120 mm² Standard Type Cable Lug M14 | 50 | Adet | 2.5 | kg | - | Adet | 2.8 | USD | 0 | TL
8680734709008 | ST 12016 | SKP KABLO PABUCU 120mm2 M16 | 120 mm² Standard Type Cable Lug M16 | 50 | Adet | 2.4 | kg | - | Adet | 2.9 | USD | 0 | TL
8680734709015 | ST 12020 | SKP KABLO PABUCU 120mm2 M20 | 120 mm² Standard Type Cable Lug M20 | 50 | Adet | 2.1 | kg | - | Adet | 2.95 | USD | 0 | TL
8680734709046 | ST 15010 | SKP KABLO PABUCU 150mm2 M10 | 150 mm² Standard Type Cable Lug M10 | 30 | Adet | 2.6 | kg | - | Adet | 4.5 | USD | 0 | TL
8680734709053 | ST 15012 | SKP KABLO PABUCU 150mm2 M12 | 150 mm² Standard Type Cable Lug M12 | 30 | Adet | 2.5 | kg | - | Adet | 4.35 | USD | 0 | TL
8680734709077 | ST 15014 | SKP KABLO PABUCU 150mm2 M14 | 150 mm² Standard Type Cable Lug M14 | 30 | Adet | 2.4 | kg | - | Adet | 4.35 | USD | 0 | TL
8680734709084 | ST 15016 | SKP KABLO PABUCU 150mm2 M16 | 150 mm² Standard Type Cable Lug M16 | 30 | Adet | 2.4 | kg | - | Adet | 4.55 | USD | 0 | TL
8680734709114 | ST 18510 | SKP KABLO PABUCU 185mm2 M10 | 185 mm² Standard Type Cable Lug M10 | 30 | Adet | 3 | kg | - | Adet | 4.95 | USD | 0 | TL
8680734709121 | ST 18512 | SKP KABLO PABUCU 185mm2 M12 | 185 mm² Standard Type Cable Lug M12 | 30 | Adet | 3 | kg | - | Adet | 4.95 | USD | 0 | TL
8680734709138 | ST 18514 | SKP KABLO PABUCU 185mm2 M14 | 185 mm² Standard Type Cable Lug M14 | 30 | Adet | 2.9 | kg | - | Adet | 4.95 | USD | 0 | TL
8680734709145 | ST 18516 | SKP KABLO PABUCU 185mm2 M16 | 185 mm² Standard Type Cable Lug M16 | 30 | Adet | 2.9 | kg | - | Adet | 4.95 | USD | 0 | TL
8680734709183 | ST 24010 | SKP KABLO PABUCU 240mm2 M 10 | 240 mm² Standard Type Cable Lug M10 | 25 | Adet | 3.7 | kg | - | Adet | 6.95 | USD | 0 | TL
8680734709190 | ST 24012 | SKP KABLO PABUCU 240mm2 M12 | 240 mm² Standard Type Cable Lug M12 | 25 | Adet | 3.7 | kg | - | Adet | 6.8 | USD | 0 | TL
8680734709220 | ST 24014 | SKP KABLO PABUCU 240mm2 M14 | 240 mm² Standard Type Cable Lug M14 | 25 | Adet | 3.7 | kg | - | Adet | 6.8 | USD | 0 | TL
8680734709237 | ST 24016 | SKP KABLO PABUCU 240mm2 M16 | 240 mm² Standard Type Cable Lug M16 | 25 | Adet | 3.6 | kg | - | Adet | 6.8 | USD | 0 | TL
8680734709282 | ST 30012 | SKP KABLO PABUCU 300mm2 M12 | 300 mm² Standard Type Cable Lug M12 | 20 | Adet | 3.5 | kg | - | Adet | 8.65 | USD | 0 | TL
8680734709305 | ST 30014 | SKP KABLO PABUCU 300mm2 M14 | 300 mm² Standard Type Cable Lug M14 | 20 | Adet | 3.4 | kg | - | Adet | 8.65 | USD | 0 | TL
8680734709329 | ST 30016 | SKP KABLO PABUCU 300mm2 M16 | 300 mm² Standard Type Cable Lug M16 | 20 | Adet | 3.2 | kg | - | Adet | 8.65 | USD | 0 | TL
8680734709350 | ST 40012 | SKP KABLO PABUCU 400mm2 M12 | 400 mm² Standard Type Cable Lug M12 | 12 | Adet | 3.4 | kg | - | Adet | 13.6 | USD | 0 | TL
8680734709398 | ST 40016 | SKP KABLO PABUCU 400mm2 M16 | 400 mm² Standard Type Cable Lug M16 | 12 | Adet | 3.4 | kg | - | Adet | 13.6 | USD | 0 | TL
8680734709428 | ST 40020 | SKP KABLO PABUCU 400mm2 M20 | 400 mm² Standard Type Cable Lug M20 | 12 | Adet | 3.4 | kg | - | Adet | 14.4 | USD | 0 | TL
8680734709466 | ST 50016 | SKP KABLO PABUCU 500mm2 M16 | 500 mm² Standard Type Cable Lug M16 | 8 | Adet | 3.4 | kg | - | Adet | 23.8 | USD | 0 | TL
8680734709473 | ST 50020 | SKP KABLO PABUCU 500mm2 M20 | 500 mm² Standard Type Cable Lug M20 | 8 | Adet | 3.4 | kg | - | Adet | 23.8 | USD | 0 | TL
8680734709510 | ST 60020 | SKP KABLO PABUCU 600mm2 M20 | 600 mm² Standard Type Cable Lug M20 | 6 | Adet | 4.2 | kg | - | Adet | 41.1 | USD | 0 | TL
8680734702597 | ST EM006 | EK MUF 6mm2 | 6 mm² Butt Connector | 800 | Adet | 2.3 | kg | - | Adet | 0.25 | USD | 0 | TL
8680734702610 | ST EM010 | EK MUF 10mm2 | 10 mm² Butt Connector | 600 | Adet | 2.5 | kg | - | Adet | 0.3 | USD | 0 | TL
8680734702641 | ST EM016 | EK MUF 16mm2 | 16 mm² Butt Connector | 400 | Adet | 2.5 | kg | - | Adet | 0.4 | USD | 0 | TL
8680734702689 | ST EM025 | EK MUF 25mm2 | 25 mm² Butt Connector | 250 | Adet | 2.8 | kg | - | Adet | 0.7 | USD | 0 | TL
8680734702726 | ST EM035 | EK MUF 35mm2 | 35 mm² Butt Connector | 150 | Adet | 2.3 | kg | - | Adet | 0.95 | USD | 0 | TL
8680734702764 | ST EM050 | EK MUF 50mm2 | 50 mm² Butt Connector | 90 | Adet | 2.3 | kg | - | Adet | 1.6 | USD | 0 | TL
8680734702795 | ST EM070 | EK MUF 70mm2 | 70 mm² Butt Connector | 65 | Adet | 2.2 | kg | - | Adet | 2.15 | USD | 0 | TL
8680734702832 | ST EM095 | EK MUF 95mm2 | 95 mm² Butt Connector | 50 | Adet | 2.1 | kg | - | Adet | 2.25 | USD | 0 | TL
8680734702870 | ST EM120 | EK MUF 120mm2 | 120 mm² Butt Connector | 40 | Adet | 2.4 | kg | - | Adet | 3.1 | USD | 0 | TL
8680734702917 | ST EM150 | EK MUF 150mm2 | 150 mm² Butt Connector | 25 | Adet | 2.3 | kg | - | Adet | 4.75 | USD | 0 | TL
8680734702955 | ST EM185 | EK MUF 185mm2 | 185 mm² Butt Connector | 22 | Adet | 2.5 | kg | - | Adet | 5.75 | USD | 0 | TL
8680734702993 | ST EM240 | EK MUF 240mm2 | 240 mm² Butt Connector | 18 | Adet | 2.9 | kg | - | Adet | 7.85 | USD | 0 | TL
8680734703020 | ST EM300 | EK MUF 300mm2 | 300 mm² Butt Connector | 10 | Adet | 2 | kg | - | Adet | 8.75 | USD | 0 | TL
8680734703044 | ST EM400 | EK MUF 400mm2 | 400 mm² Butt Connector | 0 | Adet | - | kg | - | Adet | 14.9 | USD | 0 | TL
8680734703068 | ST EM500 | EK MUF 500mm2 | 500 mm² Butt Connector | 0 | Adet | - | kg | - | Adet | 24 | USD | 0 | TL
8680734703082 | ST EM600 | EK MUF 600mm2 | 600 mm² Butt Connector | 0 | Adet | - | kg | - | Adet | 36.85 | USD | 0 | TL
8680734700005 | SE 00606 | EURO TİP KABLO PABUCU 6mm2 M6 | 6 mm² Euro Type Cable Lug M6 | 800 | Adet | 3.28 | kg | - | Adet | 0.36 | USD | 0 | TL
8680734700029 | SE 00608 | EURO TİP KABLO PABUCU 6mm2 M8 | 6 mm² Euro Type Cable Lug M8 | 800 | Adet | 3.51 | kg | - | Adet | 0.36 | USD | 0 | TL
8680734700043 | SE 01005 | EURO TİP KABLO PABUCU 10mm2 M5 | 10 mm² Euro Type Cable Lug M5 | 600 | Adet | 3.24 | kg | - | Adet | 0.37 | USD | 0 | TL
8680734700067 | SE 01006 | EURO TİP KABLO PABUCU 10mm2 M6 | 10 mm² Euro Type Cable Lug M6 | 600 | Adet | 3.08 | kg | - | Adet | 0.37 | USD | 0 | TL
8680734700081 | SE 01008 | EURO TİP KABLO PABUCU 10mm2 M8 | 10 mm² Euro Type Cable Lug M8 | 600 | Adet | 3.62 | kg | - | Adet | 0.43 | USD | 0 | TL
8680734700104 | SE 01010 | EURO TİP KABLO PABUCU 10mm2 M10 | 10 mm² Euro Type Cable Lug M10 | 600 | Adet | 3.97 | kg | - | Adet | 0.5 | USD | 0 | TL
8680734700135 | SE 01606 | EURO TİP KABLO PABUCU 16mm2 M6 | 16 mm² Euro Type Cable Lug M6 | 400 | Adet | 3.54 | kg | - | Adet | 0.6 | USD | 0 | TL
8680734700159 | SE 01608 | EURO TİP KABLO PABUCU 16mm2 M8 | 16 mm² Euro Type Cable Lug M8 | 400 | Adet | 3.91 | kg | - | Adet | 0.6 | USD | 0 | TL
8680734700173 | SE 01610 | EURO TİP KABLO PABUCU 16mm2 M10 | 16 mm² Euro Type Cable Lug M10 | 400 | Adet | 4.17 | kg | - | Adet | 0.715 | USD | 0 | TL
8680734700210 | SE 02505 | EURO TİP KABLO PABUCU 25mm2 M5 | 25 mm² Euro Type Cable Lug M5 | 250 | Adet | 3.24 | kg | - | Adet | 0.86 | USD | 0 | TL
8680734700234 | SE 02506 | EURO TİP KABLO PABUCU 25mm2 M6 | 25 mm² Euro Type Cable Lug M6 | 250 | Adet | 3.19 | kg | - | Adet | 0.86 | USD | 0 | TL
8680734700258 | SE 02508 | EURO TİP KABLO PABUCU 25mm2 M8 | 25 mm² Euro Type Cable Lug M8 | 250 | Adet | 3.44 | kg | - | Adet | 0.86 | USD | 0 | TL
8680734700272 | SE 02510 | EURO TİP KABLO PABUCU 25mm2 M10 | 25 mm² Euro Type Cable Lug M10 | 250 | Adet | 3.59 | kg | - | Adet | 0.93 | USD | 0 | TL
8680734700296 | SE 02512 | EURO TİP KABLO PABUCU 25mm2 M12 | 25 mm² Euro Type Cable Lug M12 | 250 | Adet | 3.52 | kg | - | Adet | 1.05 | USD | 0 | TL
8680734700319 | SE 03506 | EURO TİP KABLO PABUCU 35mm2 M6 | 35 mm² Euro Type Cable Lug M6 | 150 | Adet | 2.87 | kg | - | Adet | 1.25 | USD | 0 | TL
8680734700333 | SE 03508 | EURO TİP KABLO PABUCU 35mm2 M8 | 35 mm² Euro Type Cable Lug M8 | 150 | Adet | 2.84 | kg | - | Adet | 1.25 | USD | 0 | TL
8680734700357 | SE 03510 | EURO TİP KABLO PABUCU 35mm2 M10 | 35 mm² Euro Type Cable Lug M10 | 150 | Adet | 3.28 | kg | - | Adet | 1.45 | USD | 0 | TL
8680734700371 | SE 03512 | EURO TİP KABLO PABUCU 35mm2 M12 | 35 mm² Euro Type Cable Lug M12 | 150 | Adet | 3.27 | kg | - | Adet | 1.5 | USD | 0 | TL
8680734700401 | SE 05006 | EURO TİP KABLO PABUCU 50mm2 M6 | 50 mm² Euro Type Cable Lug M6 | 120 | Adet | 3.65 | kg | - | Adet | 2 | USD | 0 | TL
8680734700425 | SE 05008 | EURO TİP KABLO PABUCU 50mm2 M8 | 50 mm² Euro Type Cable Lug M8 | 120 | Adet | 3.54 | kg | - | Adet | 2 | USD | 0 | TL
8680734700449 | SE 05010 | EURO TİP KABLO PABUCU 50mm2 M10 | 50 mm² Euro Type Cable Lug M10 | 120 | Adet | 3.82 | kg | - | Adet | 1.95 | USD | 0 | TL
8680734700463 | SE 05012 | EURO TİP KABLO PABUCU 50mm2 M12 | 50 mm² Euro Type Cable Lug M12 | 120 | Adet | 3.98 | kg | - | Adet | 2.2 | USD | 0 | TL
8680734700487 | SE 05014 | EURO TİP KABLO PABUCU 50mm2 M14 | 50 mm² Euro Type Cable Lug M14 | 120 | Adet | 4.15 | kg | - | Adet | 2.2 | USD | 0 | TL
8680734700500 | SE 05016 | EURO TİP KABLO PABUCU 50mm2 M16 | 50 mm² Euro Type Cable Lug M16 | 120 | Adet | 4.28 | kg | - | Adet | 2.55 | USD | 0 | TL
8680734700531 | SE 07008 | EURO TİP KABLO PABUCU 70mm2 M8 | 70 mm² Euro Type Cable Lug M8 | 80 | Adet | 3.64 | kg | - | Adet | 2.8 | USD | 0 | TL
8680734700555 | SE 07010 | EURO TİP KABLO PABUCU 70mm2 M10 | 70 mm² Euro Type Cable Lug M10 | 80 | Adet | 3.85 | kg | - | Adet | 2.8 | USD | 0 | TL
8680734700579 | SE 07012 | EURO TİP KABLO PABUCU 70mm2 M12 | 70 mm² Euro Type Cable Lug M12 | 80 | Adet | 3.79 | kg | - | Adet | 2.95 | USD | 0 | TL
8680734700593 | SE 07014 | EURO TİP KABLO PABUCU 70mm2 M14 | 70 mm² Euro Type Cable Lug M14 | 80 | Adet | 3.98 | kg | - | Adet | 3.1 | USD | 0 | TL
8680734700630 | SE 09508 | EURO TİP KABLO PABUCU 95mm2 M8 | 95 mm² Euro Type Cable Lug M8 | 60 | Adet | 3.45 | kg | - | Adet | 3.1 | USD | 0 | TL
8680734700654 | SE 09510 | EURO TİP KABLO PABUCU 95mm2 M10 | 95 mm² Euro Type Cable Lug M10 | 60 | Adet | 3.43 | kg | - | Adet | 3.1 | USD | 0 | TL
8680734700678 | SE 09512 | EURO TİP KABLO PABUCU 95mm2 M12 | 95 mm² Euro Type Cable Lug M12 | 60 | Adet | 3.38 | kg | - | Adet | 3.1 | USD | 0 | TL
8680734700692 | SE 09514 | EURO TİP KABLO PABUCU 95mm2 M14 | 95 mm² Euro Type Cable Lug M14 | 60 | Adet | 3.48 | kg | - | Adet | 3.1 | USD | 0 | TL
8680734700715 | SE 09516 | EURO TİP KABLO PABUCU 95mm2 M16 | 95 mm² Euro Type Cable Lug M16 | 60 | Adet | 3.67 | kg | - | Adet | 3.1 | USD | 0 | TL
8680734700739 | SE 12008 | EURO TİP KABLO PABUCU 120mm2 M8 | 120 mm² EuroType Cable Lug M8 | 50 | Adet | 3.37 | kg | - | Adet | 3.3 | USD | 0 | TL
8680734700753 | SE 12010 | EURO TİP KABLO PABUCU 120mm2 M10 | 120 mm² Euro Type Cable Lug M10 | 50 | Adet | 3.32 | kg | - | Adet | 3.3 | USD | 0 | TL
8680734700777 | SE 12012 | EURO TİP KABLO PABUCU 120mm2 M12 | 120 mm² Euro Type Cable Lug M12 | 50 | Adet | 3.22 | kg | - | Adet | 3.3 | USD | 0 | TL
8680734700791 | SE 12014 | EURO TİP KABLO PABUCU 120mm2 M14 | 120 mm² Euro Type Cable Lug M14 | 50 | Adet | 3.27 | kg | - | Adet | 3.3 | USD | 0 | TL
8680734700814 | SE 12016 | EURO TİP KABLO PABUCU 120mm2 M16 | 120 mm² Euro Type Cable Lug M16 | 50 | Adet | 3.38 | kg | - | Adet | 3.35 | USD | 0 | TL
8680734700845 | SE 15008 | EURO TİP KABLO PABUCU 150mm2 M8 | 150 mm² Euro Type Cable Lug M8 | 30 | Adet | 2.4 | kg | - | Adet | 4.55 | USD | 0 | TL
8680734700869 | SE 15010 | EURO TİP KABLO PABUCU 150mm2 M10 | 150 mm² Euro Type Cable Lug M10 | 30 | Adet | 2.44 | kg | - | Adet | 4.75 | USD | 0 | TL
8680734700883 | SE 15012 | EURO TİP KABLO PABUCU 150mm2 M12 | 150 mm² Euro Type Cable Lug M12 | 30 | Adet | 2.44 | kg | - | Adet | 4.6 | USD | 0 | TL
8680734700906 | SE 15014 | EURO TİP KABLO PABUCU 150mm2 M14 | 150 mm² Euro Type Cable Lug M14 | 30 | Adet | 2.38 | kg | - | Adet | 4.6 | USD | 0 | TL
8680734700920 | SE 15016 | EURO TİP KABLO PABUCU 150mm2 M16 | 150 mm² Euro Type Cable Lug M16 | 30 | Adet | 2.43 | kg | - | Adet | 4.85 | USD | 0 | TL
8680734700944 | SE 18510 | EURO TİP KABLO PABUCU 185mm2 M10 | 185 mm² Euro Type Cable Lug M10 | 25 | Adet | 2.96 | kg | - | Adet | 5.45 | USD | 0 | TL
8680734700968 | SE 18512 | EURO TİP KABLO PABUCU 185mm2 M12 | 185 mm² Euro Type Cable Lug M12 | 25 | Adet | 2.94 | kg | - | Adet | 5.45 | USD | 0 | TL
8680734700982 | SE 18514 | EURO TİP KABLO PABUCU 185mm2 M14 | 185 mm² Euro Type Cable Lug M14 | 25 | Adet | 2.91 | kg | - | Adet | 5.45 | USD | 0 | TL
8680734701002 | SE 18516 | EURO TİP KABLO PABUCU 185mm2 M16 | 185 mm² Euro Type Cable Lug M16 | 25 | Adet | 2.86 | kg | - | Adet | 5.45 | USD | 0 | TL
8680734701033 | SE 24010 | EURO TİP KABLO PABUCU 240mm2 M10 | 240 mm² Euro Type Cable Lug M10 | 25 | Adet | 3.97 | kg | - | Adet | 7.4 | USD | 0 | TL
8680734701057 | SE 24012 | EURO TİP KABLO PABUCU 240mm2 M12 | 240 mm² Euro Type Cable Lug M12 | 25 | Adet | 3.93 | kg | - | Adet | 7.2 | USD | 0 | TL
8680734701088 | SE 24014 | EURO TİP KABLO PABUCU 240mm2 M14 | 240 mm² Euro Type Cable Lug M14 | 25 | Adet | 3.71 | kg | - | Adet | 7.2 | USD | 0 | TL
8680734701101 | SE 24016 | EURO TİP KABLO PABUCU 240mm2 M16 | 240 mm² Euro Type Cable Lug M16 | 25 | Adet | 3.64 | kg | - | Adet | 7.2 | USD | 0 | TL
8680734701132 | SE 24020 | EURO TİP KABLO PABUCU 240mm2 M20 | 240 mm² Euro Type Cable Lug M20 | 25 | Adet | 3.4 | kg | - | Adet | 7.25 | USD | 0 | TL
8680734701170 | SE 30012 | EURO TİP KABLO PABUCU 300mm2 M12 | 300 mm² Euro Type Cable Lug M12 | 10 | Adet | 2.35 | kg | - | Adet | 9.15 | USD | 0 | TL
8680734732181 | SE 30014 | EURO TİP KABLO PABUCU 300mm2 M12 | 300 mm² Euro Type Cable Lug M14 | 10 | Adet | 2.35 | kg | - | Adet | 9.15 | USD | 0 | TL
8680734701194 | SE 30016 | EURO TİP KABLO PABUCU 300mm2 M16 | 300 mm² Euro Type Cable Lug M16 | 10 | Adet | 2.35 | kg | - | Adet | 9.15 | USD | 0 | TL
8680734701217 | SE 30020 | EURO TİP KABLO PABUCU 300mm2 M20 | 300 mm² Euro Type Cable Lug M20 | 10 | Adet | 2.35 | kg | - | Adet | 9.15 | USD | 0 | TL
8680734701231 | SE 40012 | EURO TİP KABLO PABUCU 400mm2 M12 | 400 mm² Euro Type Cable Lug M12 | 5 | Adet | 1.57 | kg | - | Adet | 14.4 | USD | 0 | TL
8680734710349 | SE 40014 | EURO TİP KABLO PABUCU 400mm2 M14 | 400 mm² Euro Type Cable Lug M14 | 5 | Adet | 1.57 | kg | - | Adet | 14.4 | USD | 0 | TL
8680734701255 | SE 40016 | EURO TİP KABLO PABUCU 400mm2 M16 | 400 mm² Euro Type Cable Lug M16 | 5 | Adet | 1.57 | kg | - | Adet | 14.4 | USD | 0 | TL
8680734701279 | SE 40020 | EURO TİP KABLO PABUCU 400mm2 M20 | 400 mm² Euro Type Cable Lug M20 | 5 | Adet | 1.57 | kg | - | Adet | 15.25 | USD | 0 | TL
8680734706601 | SE45 01005 | EURO TİP KABLO PABUCU 10mm2 M5-45 DERECE | 10 mm² Euro Type 45° Cable Lug M5 | 600 | Adet | 3.62 | kg | - | Adet | 0.5 | USD | 0 | TL
8680734706618 | SE45 01006 | EURO TİP KABLO PAPUCU 10mm2 M6-45 DERECE | 10 mm² Euro Type 45° Cable Lug M6 | 600 | Adet | 3.62 | kg | - | Adet | 0.5 | USD | 0 | TL
8680734706625 | SE45 01008 | EURO TİP KABLO PAPUCU 10mm2 M8-45 DERECE | 10 mm² EuroType 45° Cable Lug M8 | 600 | Adet | 3.92 | kg | - | Adet | 0.5 | USD | 0 | TL
8680734703099 | SE45 01606 | EURO TİP KABLO PAPUCU 16mm2 M6-45 DERECE | 10 mm² EuroType 45° Cable Lug M8 | 400 | Adet | 3.94 | kg | - | Adet | 0.785 | USD | 0 | TL
8680734706632 | SE45 01608 | EURO TİP KABLO PAPUCU 16mm2 M8-45 DERECE | 16 mm² EuroType 45° Cable Lug M8 | 400 | Adet | 4.34 | kg | - | Adet | 0.785 | USD | 0 | TL
8680734706649 | SE45 01610 | EURO TİP KABLO PAPUCU 16mm2 M10-45 DERECE | 16 mm² EuroType 45° Cable Lug M10 | 400 | Adet | 4.78 | kg | - | Adet | 0.93 | USD | 0 | TL
8680734706656 | SE45 02506 | EURO TİP KABLO PAPUCU 25mm2 M6-45 DERECE | 25 mm² EuroType 45° Cable Lug M6 | 250 | Adet | 3.61 | kg | - | Adet | 1.135 | USD | 0 | TL
8680734706663 | SE45 02508 | EURO TİP KABLO PAPUCU 25mm2 M8-45 DERECE | 25 mm² EuroType 45° Cable Lug M8 | 250 | Adet | 3.84 | kg | - | Adet | 1.135 | USD | 0 | TL
8680734706670 | SE45 02510 | EURO TİP KABLO PAPUCU 25mm2 M10-45 DERECE | 25 mm² EuroType 45° Cable Lug M10 | 250 | Adet | 4.06 | kg | - | Adet | 1.265 | USD | 0 | TL
8680734703105 | SE45 03506 | EURO TİP KABLO PAPUCU 35mm2 M6-45 DERECE | 35 mm² EuroType 45° Cable Lug M6 | 150 | Adet | 3.69 | kg | - | Adet | 1.665 | USD | 0 | TL
8680734706687 | SE45 03508 | EURO TİP KABLO PAPUCU 35mm2 M8-45 DERECE | 35 mm² EuroType 45° Cable Lug M8 | 150 | Adet | 3.98 | kg | - | Adet | 1.665 | USD | 0 | TL
8680734706694 | SE45 03510 | EURO TİP KABLO PAPUCU 35mm2 M10-45 DERECE | 35 mm² EuroType 45° Cable Lug M10 | 150 | Adet | 4.01 | kg | - | Adet | 2 | USD | 0 | TL
8680734706700 | SE45 05006 | EURO TİP KABLO PAPUCU 50mm2 M6-45 DERECE | 50 mm² EuroType 45° Cable Lug M6 | 90 | Adet | 3.21 | kg | - | Adet | 2.64 | USD | 0 | TL
8680734706717 | SE45 05008 | EURO TİP KABLO PAPUCU 50mm2 M8-45 DERECE | 50 mm² EuroType 45° Cable Lug M8 | 90 | Adet | 3.13 | kg | - | Adet | 2.64 | USD | 0 | TL
8680734706724 | SE45 05010 | EURO TİP KABLO PAPUCU 50mm2 M10-45 DERECE | 50 mm² EuroType 45° Cable Lug M10 | 90 | Adet | 3.31 | kg | - | Adet | 2.575 | USD | 0 | TL
8680734706731 | SE45 05012 | EURO TİP KABLO PAPUCU 50mm2 M12-45 DERECE | 50 mm² EuroType 45° Cable Lug M12 | 90 | Adet | 3.48 | kg | - | Adet | 2.575 | USD | 0 | TL
8680734706748 | SE45 07008 | EURO TİP KABLO PAPUCU 70mm2 M8-45 DERECE | 70 mm² EuroType 45° Cable Lug M8 | 65 | Adet | 3.28 | kg | - | Adet | 3.075 | USD | 0 | TL
8680734706755 | SE45 07010 | EURO TİP KABLO PAPUCU 70mm2 M10-45 DERECE | 70 mm² EuroType 45° Cable Lug M10 | 65 | Adet | 3.54 | kg | - | Adet | 3.075 | USD | 0 | TL
8680734706762 | SE45 07012 | EURO TİP KABLO PAPUCU 70mm2 M12-45 DERECE | 70 mm² EuroType 45° Cable Lug M12 | 65 | Adet | 3.57 | kg | - | Adet | 3.22 | USD | 0 | TL
8680734706779 | SE45 09508 | EURO TİP KABLO PAPUCU 95mm2 M8-45 DERECE | 95 mm² EuroType 45° Cable Lug M8 | 50 | Adet | 3.19 | kg | - | Adet | 3.645 | USD | 0 | TL
8680734706786 | SE45 09510 | EURO TİP KABLO PAPUCU 95mm2 M10-45 DERECE | 95 mm² EuroType 45° Cable Lug M10 | 50 | Adet | 3.2 | kg | - | Adet | 3.645 | USD | 0 | TL
8680734706793 | SE45 09512 | EURO TİP KABLO PAPUCU 95mm2 M12-45 DERECE | 95 mm² EuroType 45° Cable Lug M12 | 50 | Adet | 3.38 | kg | - | Adet | 3.645 | USD | 0 | TL
8680734706809 | SE45 12010 | EURO TİP KABLO PAPUCU 120mm2 M10-45 DERECE | 120 mm² EuroType 45° Cable Lug M10 | 40 | Adet | 3 | kg | - | Adet | 4.36 | USD | 0 | TL
8680734706816 | SE45 12012 | EURO TİP KABLO PAPUCU 120mm2 M12-45 DERECE | 120 mm² EuroType 45° Cable Lug M12 | 40 | Adet | 2.99 | kg | - | Adet | 4.36 | USD | 0 | TL
8680734706823 | SE45 15010 | EURO TİP KABLO PAPUCU 150mm2 M10-45 DERECE | 150 mm² EuroType 45° Cable Lug M10 | 25 | Adet | 2.51 | kg | - | Adet | 5.15 | USD | 0 | TL
8680734706830 | SE45 15012 | EURO TİP KABLO PAPUCU 150mm2 M12-45 DERECE | 150 mm² EuroType 45° Cable Lug M12 | 25 | Adet | 2.27 | kg | - | Adet | 5.15 | USD | 0 | TL
8680734706847 | SE45 15016 | EURO TİP KABLO PAPUCU 150mm2 M16-45 DERECE | 150 mm² EuroType 45° Cable Lug M16 | 25 | Adet | 2.55 | kg | - | Adet | 5.15 | USD | 0 | TL
8680734706854 | SE45 18510 | EURO TİP KABLO PAPUCU 185mm2 M10-45 DERECE | 185 mm² EuroType 45° Cable Lug M10 | 22 | Adet | 3.05 | kg | - | Adet | 7.365 | USD | 0 | TL
8680734706861 | SE45 18512 | EURO TİP KABLO PAPUCU 185mm2 M12-45 DERECE | 185 mm² EuroType 45° Cable Lug M12 | 22 | Adet | 2.9 | kg | - | Adet | 7.365 | USD | 0 | TL
8680734706878 | SE45 18516 | EURO TİP KABLO PAPUCU 185mm2 M16-45 DERECE | 185 mm² EuroType 45° Cable Lug M16 | 22 | Adet | 2.6 | kg | - | Adet | 7.365 | USD | 0 | TL
8680734706885 | SE45 24010 | EURO TİP KABLO PAPUCU 240mm2 M10-45 DERECE | 240 mm² EuroType 45° Cable Lug M10 | 18 | Adet | 3.2 | kg | - | Adet | 8.435 | USD | 0 | TL
8680734706892 | SE45 24012 | EURO TİP KABLO PAPUCU 240mm2 M12-45 DERECE | 240 mm² EuroType 45° Cable Lug M12 | 18 | Adet | 3.18 | kg | - | Adet | 8.435 | USD | 0 | TL
8680734706908 | SE45 24016 | EURO TİP KABLO PAPUCU 240mm2 M16-45 DERECE | 240 mm² EuroType 45° Cable Lug M16 | 18 | Adet | 2.99 | kg | - | Adet | 8.435 | USD | 0 | TL
8680734706991 | SE90 01005 | EURO TİP KABLO PABUCU 10mm2 M5-90 DERECE | 10 mm² Euro Type 90° Cable Lug M5 | 600 | Adet | 3.84 | kg | - | Adet | 0.5 | USD | 0 | TL
8680734707004 | SE90 01006 | EURO TİP KABLO PABUCU 10mm2 M6-90 DERECE | 10 mm² Euro Type 90° Cable Lug M6 | 600 | Adet | 3.77 | kg | - | Adet | 0.5 | USD | 0 | TL
8680734707011 | SE90 01008 | EURO TİP KABLO PABUCU 10mm2 M8-90 DERECE | 10 mm² Euro Type 90° Cable Lug M8 | 600 | Adet | 4.46 | kg | - | Adet | 0.5 | USD | 0 | TL
8680734707028 | SE90 01606 | EURO TİP KABLO PABUCU 16mm2 M6-90 DERECE | 16 mm² Euro Type 90° Cable Lug M6 | 400 | Adet | 4.14 | kg | - | Adet | 0.785 | USD | 0 | TL
8680734707035 | SE90 01608 | EURO TİP KABLO PAB 16mm2 M8-90 DER | 16 mm² Euro Type 90° Cable Lug M8 | 400 | Adet | 4.42 | kg | - | Adet | 0.785 | USD | 0 | TL
8680734707042 | SE90 01610 | EURO TİP KABLO PABUCU 16mm2 M10-90 DERECE | 16 mm² Euro Type 90° Cable Lug M10 | 400 | Adet | 4.78 | kg | - | Adet | 0.93 | USD | 0 | TL
8680734707059 | SE90 02506 | EURO TİP KABLO PABUCU 25mm2 M6-90 DERECE | 25 mm² Euro Type 90° Cable Lug M6 | 250 | Adet | 3.64 | kg | - | Adet | 1.135 | USD | 0 | TL
8680734707066 | SE90 02508 | EURO TİP KABLO PABUCU 25mm2 M8-90 DERECE | 25 mm² Euro Type 90° Cable Lug M8 | 250 | Adet | 3.93 | kg | - | Adet | 1.135 | USD | 0 | TL
8680734707073 | SE90 02510 | EURO TİP KABLO PABUCU 25mm2 M10-90 DERECE | 25 mm² Euro Type 90° Cable Lug M10 | 250 | Adet | 4.09 | kg | - | Adet | 1.265 | USD | 0 | TL
8680734707080 | SE90 03506 | EURO TİP KABLO PABUCU 35mm2 M6-90 DERECE | 35 mm² Euro Type 90° Cable Lug M6 | 150 | Adet | 3.38 | kg | - | Adet | 1.665 | USD | 0 | TL
8680734707097 | SE90 03508 | EURO TİP KABLO PABUCU 35mm2 M8-90 DERECE | 35 mm² Euro Type 90° Cable Lug M8 | 150 | Adet | 3.71 | kg | - | Adet | 1.665 | USD | 0 | TL
8680734707103 | SE90 03510 | EURO TİP KABLO PABUCU 35mm2 M10-90 DERECE | 35 mm² Euro Type 90° Cable Lug M10 | 150 | Adet | 3.82 | kg | - | Adet | 2 | USD | 0 | TL
8680734707110 | SE90 05006 | EURO TİP KABLO PABUCU 50mm2 M6-90 DERECE | 50 mm² Euro Type 90° Cable Lug M6 | 90 | Adet | 3.34 | kg | - | Adet | 2.64 | USD | 0 | TL
8680734707127 | SE90 05008 | EURO TİP KABLO PABUCU 50mm2 M8-90 DERECE | 50 mm² Euro Type 90° Cable Lug M8 | 90 | Adet | 3.28 | kg | - | Adet | 2.64 | USD | 0 | TL
8680734707134 | SE90 05010 | EURO TİP KABLO PABUCU 50mm2 M10-90 DERECE | 50 mm² Euro Type 90° Cable Lug M10 | 90 | Adet | 3.41 | kg | - | Adet | 2.575 | USD | 0 | TL
8680734707141 | SE90 05012 | EURO TİP KABLO PABUCU 50mm2 M12-90 DERECE | 50 mm² Euro Type 90° Cable Lug M12 | 90 | Adet | 3.47 | kg | - | Adet | 2.575 | USD | 0 | TL
8680734707158 | SE90 07008 | EURO TİP KABLO PABUCU 70mm2 M8-90 DERECE | 70 mm² Euro Type 90° Cable Lug M8 | 65 | Adet | 3.13 | kg | - | Adet | 3.075 | USD | 0 | TL
8680734707165 | SE90 07010 | EURO TİP KABLO PABUCU 70mm2 M10-90 DERECE | 70 mm² Euro Type 90° Cable Lug M10 | 65 | Adet | 3.34 | kg | - | Adet | 3.075 | USD | 0 | TL
8680734707172 | SE90 07012 | EURO TİP KABLO PABUCU 70mm2 M12-90 DERECE | 70 mm² Euro Type 90° Cable Lug M12 | 65 | Adet | 3.23 | kg | - | Adet | 3.22 | USD | 0 | TL
8680734707189 | SE90 09508 | EURO TİP KABLO PABUCU 95mm2 M8-90 DERECE | 95 mm² Euro Type 90° Cable Lug M8 | 50 | Adet | 3.06 | kg | - | Adet | 3.645 | USD | 0 | TL
8680734707196 | SE90 09510 | EURO TİP KABLO PABUCU 95mm2 M10-90 DERECE | 95 mm² Euro Type 90° Cable Lug M10 | 50 | Adet | 3.05 | kg | - | Adet | 3.645 | USD | 0 | TL
8680734707202 | SE90 09512 | EURO TİP KABLO PABUCU 95mm2 M12-90 DERECE | 95 mm² Euro Type 90° Cable Lug M12 | 50 | Adet | 3.07 | kg | - | Adet | 3.645 | USD | 0 | TL
8680734707219 | SE90 12010 | EURO TİP KABLO PABUCU 120mm2 M10-90 DERECE | 120 mm² Euro Type 90° Cable Lug M10 | 40 | Adet | 3.02 | kg | - | Adet | 4.36 | USD | 0 | TL
8680734707226 | SE90 12012 | EURO TİP KABLO PABUCU 120mm2 M12-90 DERECE | 120 mm² Euro Type 90° Cable Lug M12 | 40 | Adet | 3 | kg | - | Adet | 4.36 | USD | 0 | TL
8680734707233 | SE90 15010 | EURO TİP KABLO PABUCU 150mm2 M10-90 DERECE | 150 mm² Euro Type 90° Cable Lug M10 | 30 | Adet | 2.29 | kg | - | Adet | 5.15 | USD | 0 | TL
8680734707240 | SE90 15012 | EURO TİP KABLO PABUCU 150mm2 M12-90 DERECE | 150 mm² Euro Type 90° Cable Lug M12 | 30 | Adet | 2.3 | kg | - | Adet | 5.15 | USD | 0 | TL
8680734707257 | SE90 15016 | EURO TİP KABLO PABUCU 150mm2 M16-90 DERECE | 150 mm² Euro Type 90° Cable Lug M16 | 30 | Adet | 2.33 | kg | - | Adet | 5.15 | USD | 0 | TL
8680734707264 | SE90 18510 | EURO TİP KABLO PABUCU 185mm2 M10-90 DERECE | 185 mm² Euro Type 90° Cable Lug M10 | 30 | Adet | 2.98 | kg | - | Adet | 7.365 | USD | 0 | TL
8680734707271 | SE90 18512 | EURO TİP KABLO PABUCU 185mm2 M12-90 DERECE | 185 mm² Euro Type 90° Cable Lug M12 | 30 | Adet | 2.97 | kg | - | Adet | 7.365 | USD | 0 | TL
8680734707288 | SE90 18516 | EURO TİP KABLO PABUCU 185mm2 M16-90 DERECE | 185 mm² Euro Type 90° Cable Lug M16 | 30 | Adet | 2.98 | kg | - | Adet | 7.365 | USD | 0 | TL
8680734707295 | SE90 24010 | EURO TİP KABLO PABUCU 240mm2 M10-90 DERECE | 240 mm² Euro Type 90° Cable Lug M10 | 25 | Adet | 3.06 | kg | - | Adet | 8.435 | USD | 0 | TL
8680734707301 | SE90 24012 | EURO TİP KABLO PABUCU 240mm2 M12-90 DERECE | 240 mm² Euro Type 90° Cable Lug M12 | 25 | Adet | 3.04 | kg | - | Adet | 8.435 | USD | 0 | TL
8680734707318 | SE90 24016 | EURO TİP KABLO PABUCU 240mm2 M16-90 DERECE | 240 mm² Euro Type 90° Cable Lug M16 | 25 | Adet | 2.99 | kg | - | Adet | 8.435 | USD | 0 | TL
8680734702467 | SE EM010 | EK MUF 10mm2 | 10 mm² Butt Connector | 600 | Adet | 4.32 | kg | - | Adet | 0.36 | USD | 0 | TL
8680734702474 | SE EM016 | EK MUF 16mm2 | 16 mm² Butt Connector | 400 | Adet | 4 | kg | - | Adet | 0.5 | USD | 0 | TL
8680734702481 | SE EM025 | EK MUF 25mm2 | 25 mm² Butt Connector | 250 | Adet | 3.52 | kg | - | Adet | 0.75 | USD | 0 | TL
8680734702498 | SE EM035 | EK MUF 35mm2 | 35 mm² Butt Connector | 150 | Adet | 3.36 | kg | - | Adet | 1.05 | USD | 0 | TL
8680734702504 | SE EM050 | EK MUF 50mm2 | 50 mm² Butt Connector | 90 | Adet | 3.02 | kg | - | Adet | 1.645 | USD | 0 | TL
8680734702511 | SE EM070 | EK MUF 70mm2 | 70 mm² Butt Connector | 60 | Adet | 2.95 | kg | - | Adet | 2.29 | USD | 0 | TL
8680734702528 | SE EM095 | EK MUF 95mm2 | 95 mm² Butt Connector | 50 | Adet | 2.9 | kg | - | Adet | 2.86 | USD | 0 | TL
8680734702535 | SE EM120 | EK MUF 120mm2 | 120 mm² Butt Connector | 40 | Adet | 2.8 | kg | - | Adet | 3.2 | USD | 0 | TL
8680734702542 | SE EM150 | EK MUF 150mm2 | 150 mm² Butt Connector | 25 | Adet | 2.1 | kg | - | Adet | 4.9 | USD | 0 | TL
8680734702559 | SE EM185 | EK MUF 185mm2 | 185 mm² Butt Connector | 20 | Adet | 2.02 | kg | - | Adet | 5.95 | USD | 0 | TL
8680734702566 | SE EM240 | EK MUF 240mm2 | 240 mm² Butt Connector | 18 | Adet | 2.76 | kg | - | Adet | 8.15 | USD | 0 | TL
8680734732136 | SE EM300 | EK MUF 300mm2 | 300 mm² Butt Connector | 10 | Adet | 2 | kg | - | Adet | 9.05 | USD | 0 | TL
8680734732143 | SE EM400 | EK MUF 400mm2 | 400 mm² Butt Connector | 5 | Adet | 2.3 | kg | - | Adet | 15.65 | USD | 0 | TL
8680734704126 | CD 01606-16 | ÇİFT DELİKLİ KABLO PABUCU 16mm2 M6 (DELİK ARASI 16MM) | 16 mm² SE Type Double Bolt Cable Lug M6, x=16 mm. | 400 | Adet | 0.88075 | kg | - | Adet | 1.15 | USD | 0 | TL
8680734704133 | CD 01606-25 | ÇİFT DELİKLİ KABLO PABUCU 16mm2 M6 (DELİK ARASI 25MM) | 16 mm² Double Hole Cable Lug M6 (hole distance 25mm) | 400 | Adet | 0.88075 | kg | - | Adet | 1.4 | USD | 0 | TL
8680734704140 | CD 02506-16 | ÇİFT DELİKLİ KABLO PABUCU 25mm2 M6 (DELİK ARASI 16MM) | 25 mm² SE Type Double Bolt Cable Lug M6, x=16 mm. | 250 | Adet | 1.0695 | kg | - | Adet | 1.5 | USD | 0 | TL
8680734704157 | CD 02506-25 | ÇİFT DELİKLİ KABLO PABUCU 25mm2 M6 (DELİK ARASI 25MM) | 25 mm² Double Hole Cable Lug M6 (hole distance 25mm) | 250 | Adet | 1.0695 | kg | - | Adet | 1.85 | USD | 0 | TL
8680734704164 | CD 02508-16 | ÇİFT DELİKLİ KABLO PABUCU 25mm2 M8 (DELİK ARASI 16MM) | 25 mm² Double Hole Cable Lug M8 (hole distance 16mm) | 250 | Adet | 1.0695 | kg | - | Adet | 1.5 | USD | 0 | TL
8680734704171 | CD 02508-25 | ÇİFT DELİKLİ KABLO PABUCU 25mm2 M8 (DELİK ARASI 25MM) | 25 mm² Double Hole Cable Lug M8 (hole distance 25mm) | 250 | Adet | 1.0695 | kg | - | Adet | 1.85 | USD | 0 | TL
8680734704188 | CD 03508-16 | ÇİFT DELİKLİ KABLO PABUCU 35mm2 M8 (DELİK ARASI 16MM) | 35 mm² Double Hole Cable Lug M8 (hole distance 16mm) | 150 | Adet | 1.5046 | kg | - | Adet | 2.65 | USD | 0 | TL
8680734704195 | CD 03508-25 | ÇİFT DELİKLİ KABLO PABUCU 35mm2 M8 (DELİK ARASI 25MM) | 35 mm² Double Hole Cable Lug M8 (hole distance 25mm) | 150 | Adet | 1.5046 | kg | - | Adet | 2.85 | USD | 0 | TL
8680734704201 | CD 03508-40 | ÇİFT DELİKLİ KABLO PABUCU 35mm2 M8 (DELİK ARASI 40MM) | 35 mm² Double Hole Cable Lug M8 (hole distance 40mm) | 150 | Adet | 1.5046 | kg | - | Adet | 3.15 | USD | 0 | TL
8680734704218 | CD 03510-25 | ÇİFT DELİKLİ KABLO PABUCU 35mm2 M10 (DELİK ARASI 25MM) | 35 mm² Double Hole Cable Lug M10 (hole distance 25mm) | 150 | Adet | 1.5046 | kg | - | Adet | 2.85 | USD | 0 | TL
8680734704225 | CD 03510-40 | ÇİFT DELİKLİ KABLO PABUCU 35mm2 M10 (DELİK ARASI 40MM) | 35 mm² Double Hole Cable Lug M10 (hole distance 40mm) | 150 | Adet | 1.5046 | kg | - | Adet | 3.15 | USD | 0 | TL
8680734704232 | CD 05006-25 | ÇİFT DELİKLİ KABLO PABUCU 50mm2 M6 (DELİK ARASI 25MM) | 50 mm² Double Hole Cable Lug M6 (hole distance 25mm) | 120 | Adet | 2.0131 | kg | - | Adet | 4.5 | USD | 0 | TL
8680734704249 | CD 05006-40 | ÇİFT DELİKLİ KABLO PABUCU 50mm2 M6 (DELİK ARASI 40MM) | 50 mm² Double Hole Cable Lug M6 (hole distance 40mm) | 120 | Adet | 2.0131 | kg | - | Adet | 4.85 | USD | 0 | TL
8680734704256 | CD 05008-25 | ÇİFT DELİKLİ KABLO PABUCU 50mm2 M8 (DELİK ARASI 25MM) | 50 mm² Double Hole Cable Lug M8 (hole distance 25mm) | 120 | Adet | 2.0131 | kg | - | Adet | 4.5 | USD | 0 | TL
8680734704263 | CD 05008-40 | ÇİFT DELİKLİ KABLO PABUCU 50mm2 M8 (DELİK ARASI 40MM) | 50 mm² Double Hole Cable Lug M8 (hole distance 40mm) | 120 | Adet | 2.0131 | kg | - | Adet | 4.85 | USD | 0 | TL
8680734704270 | CD 05010-25 | ÇİFT DELİKLİ KABLO PABUCU 50mm2 M10 (DELİK ARASI 25MM) | 50 mm² Double Hole Cable Lug M10 (hole distance 25mm) | 120 | Adet | 2.0131 | kg | - | Adet | 4.5 | USD | 0 | TL
8680734704287 | CD 05010-40 | ÇİFT DELİKLİ KABLO PABUCU 50mm2 M10 (DELİK ARASI 40MM) | 50 mm² Double Hole Cable Lug M10 (hole distance 45mm) | 120 | Adet | 2.0131 | kg | - | Adet | 4.85 | USD | 0 | TL
8680734704294 | CD 05012-25 | ÇİFT DELİKLİ KABLO PABUCU 50mm2 M12 (DELİK ARASI 25MM) | 50 mm² Double Hole Cable Lug M12 (hole distance 25mm) | 120 | Adet | 2.0131 | kg | - | Adet | 4.5 | USD | 0 | TL
8680734704300 | CD 05012-40 | ÇİFT DELİKLİ KABLO PABUCU 50mm2 M12 (DELİK ARASI 40MM) | 50 mm² Double Hole Cable Lug M12 (hole distance 40mm) | 120 | Adet | 2.0131 | kg | - | Adet | 4.85 | USD | 0 | TL
8680734704317 | CD 07008-25 | ÇİFT DELİKLİ KABLO PABUCU 70mm2 M8 (DELİK ARASI 25MM) | 70 mm² Double Hole Cable Lug M8 (hole distance 25mm) | 80 | Adet | 2.6894 | kg | - | Adet | 5.5 | USD | 0 | TL
8680734704324 | CD 07008-40 | ÇİFT DELİKLİ KABLO PABUCU 70mm2 M8 (DELİK ARASI 40MM) | 70 mm² Double Hole Cable Lug M8 (hole distance 40mm) | 80 | Adet | 2.6894 | kg | - | Adet | 5.85 | USD | 0 | TL
8680734704331 | CD 07010-25 | ÇİFT DELİKLİ KABLO PABUCU 70mm2 M10 (DELİK ARASI 25MM) | 70 mm² Double Hole Cable Lug M10 (hole distance 25mm) | 80 | Adet | 2.6894 | kg | - | Adet | 5.5 | USD | 0 | TL
8680734704348 | CD 07010-40 | ÇİFT DELİKLİ KABLO PABUCU 70mm2 M10 (DELİK ARASI 40MM) | 70 mm² Double Hole Cable Lug M10 (hole distance 40mm) | 80 | Adet | 2.6894 | kg | - | Adet | 5.85 | USD | 0 | TL
8680734704355 | CD 07012-25 | ÇİFT DELİKLİ KABLO PABUCU 70mm2 M12 (DELİK ARASI 25MM) | 70 mm² Double Hole Cable Lug M12 (hole distance 25mm) | 80 | Adet | 2.6894 | kg | - | Adet | 5.5 | USD | 0 | TL
8680734704362 | CD 07012-40 | ÇİFT DELİKLİ KABLO PABUCU 70mm2 M12 (DELİK ARASI 40MM) | 70 mm² Double Hole Cable Lug M12 (hole distance 40mm) | 80 | Adet | 2.6894 | kg | - | Adet | 5.85 | USD | 0 | TL
8680734704379 | CD 07012-45 | ÇİFT DELİKLİ KABLO PABUCU 70mm2 M12 (DELİK ARASI 45MM) | 70 mm² Double Hole Cable Lug M12 (hole distance 45mm) | 80 | Adet | 2.6894 | kg | - | Adet | 5.85 | USD | 0 | TL
8680734704386 | CD 07012-60 | ÇİFT DELİKLİ KABLO PABUCU 70mm2 M12 (DELİK ARASI 60MM) | 70 mm² Double Hole Cable Lug M12 (hole distance 60mm) | 80 | Adet | 2.6894 | kg | - | Adet | 6.15 | USD | 0 | TL
8680734704393 | CD 09510-25 | ÇİFT DELİKLİ KABLO PABUCU 95mm2 M10 (DELİK ARASI 25MM) | 95 mm² Double Hole Cable Lug M10(hole distance 25mm) | 60 | Adet | 2.9725 | kg | - | Adet | 5.5 | USD | 0 | TL
8680734704409 | CD 09510-40 | ÇİFT DELİKLİ KABLO PABUCU 95mm2 M10 (DELİK ARASI 40MM) | 95 mm² Double Hole Cable Lug M10(hole distance 40mm) | 60 | Adet | 2.9725 | kg | - | Adet | 5.85 | USD | 0 | TL
8680734704416 | CD 09512-25 | ÇİFT DELİKLİ KABLO PABUCU 95mm2 M12 (DELİK ARASI 25MM) | 95 mm² Double Hole Cable Lug M12(hole distance 25mm) | 60 | Adet | 2.9725 | kg | - | Adet | 5.5 | USD | 0 | TL
8680734704423 | CD 09512-40 | ÇİFT DELİKLİ KABLO PABUCU 95mm2 M12 (DELİK ARASI 40MM) | 95 mm² Double Hole Cable Lug M12(hole distance 40mm) | 60 | Adet | 2.9725 | kg | - | Adet | 5.85 | USD | 0 | TL
8680734704430 | CD 09512-45 | ÇİFT DELİKLİ KABLO PABUCU 95mm2 M12 (DELİK ARASI 45MM) | 95 mm² Double Hole Cable Lug M12(hole distance 45mm) | 60 | Adet | 2.9725 | kg | - | Adet | 5.85 | USD | 0 | TL
8680734704447 | CD 09512-60 | ÇİFT DELİKLİ KABLO PABUCU 95mm2 M12 (DELİK ARASI 60MM) | 95 mm² Double Hole Cable Lug M12(hole distance 60mm) | 60 | Adet | 2.9725 | kg | - | Adet | 6.15 | USD | 0 | TL
8680734704454 | CD 12012-25 | ÇİFT DELİKLİ KABLO PABUCU 120mm2 M12 (DELİK ARASI 25MM) | 120 mm² Double Hole Cable Lug M12(hole distance 25mm) | 50 | Adet | 3.2556 | kg | - | Adet | 6.17 | USD | 0 | TL
8680734704461 | CD 12012-40 | ÇİFT DELİKLİ KABLO PABUCU 120mm2 M12 (DELİK ARASI 40MM) | 120 mm² Double Hole Cable Lug M12(hole distance 40mm) | 50 | Adet | 3.2556 | kg | - | Adet | 6.5 | USD | 0 | TL
8680734704478 | CD 12012-45 | ÇİFT DELİKLİ KABLO PABUCU 120mm2 M12 (DELİK ARASI 45MM) | 120 mm² Double Hole Cable Lug M12(hole distance 45mm) | 50 | Adet | 3.2556 | kg | - | Adet | 6.85 | USD | 0 | TL
8680734704485 | CD 12012-60 | ÇİFT DELİKLİ KABLO PABUCU 120mm2 M12 (DELİK ARASI 60MM) | 120 mm² Double Hole Cable Lug M12(hole distance 60mm) | 50 | Adet | 3.2556 | kg | - | Adet | 7.15 | USD | 0 | TL
8680734704492 | CD 12016-40 | ÇİFT DELİKLİ KABLO PABUCU 120mm2 M16 (DELİK ARASI 40MM) | 120 mm² Double Hole Cable Lug M16(hole distance 40mm) | 50 | Adet | 3.2556 | kg | - | Adet | 6.5 | USD | 0 | TL
8680734704508 | CD 12016-50 | ÇİFT DELİKLİ KABLO PABUCU 120mm2 M16 (DELİK ARASI 50MM) | 120 mm² Double Hole Cable Lug M16(hole distance 50mm) | 50 | Adet | 3.2556 | kg | - | Adet | 6.85 | USD | 0 | TL
8680734704515 | CD 15012-25 | ÇİFT DELİKLİ KABLO PABUCU 150mm2 M12 (DELİK ARASI 25MM) | 150 mm² Double Hole Cable Lug M12 (hole distance 25mm) | 30 | Adet | 3.5387 | kg | - | Adet | 6.65 | USD | 0 | TL
8680734704522 | CD 15012-40 | ÇİFT DELİKLİ KABLO PABUCU 150mm2 M12 (DELİK ARASI 40MM) | 150 mm² Double Hole Cable Lug M12 (hole distance 40mm) | 30 | Adet | 3.5387 | kg | - | Adet | 7.15 | USD | 0 | TL
8680734704539 | CD 15012-45 | ÇİFT DELİKLİ KABLO PABUCU 150mm2 M12 (DELİK ARASI 45MM) | 150 mm² Double Hole Cable Lug M12 (hole distance 45mm) | 30 | Adet | 3.5387 | kg | - | Adet | 7.5 | USD | 0 | TL
8680734704546 | CD 15012-50 | ÇİFT DELİKLİ KABLO PABUCU 150mm2 M12 (DELİK ARASI 50MM) | 150 mm² Double Hole Cable Lug M12 (hole distance 50mm) | 30 | Adet | 3.5387 | kg | - | Adet | 7.5 | USD | 0 | TL
8680734704553 | CD 15012-60 | ÇİFT DELİKLİ KABLO PABUCU 150mm2 M12 (DELİK ARASI 60MM) | 150 mm² Double Hole Cable Lug M12 (hole distance 60mm) | 30 | Adet | 3.5387 | kg | - | Adet | 7.85 | USD | 0 | TL
8680734704560 | CD 15016-40 | ÇİFT DELİKLİ KABLO PABUCU 150mm2 M16 (DELİK ARASI 40MM) | 150 mm² Double Hole Cable Lug M16 (hole distance 40mm) | 30 | Adet | 3.5387 | kg | - | Adet | 7.15 | USD | 0 | TL
8680734704577 | CD 15016-50 | ÇİFT DELİKLİ KABLO PABUCU 150mm2 M16 (DELİK ARASI 50MM) | 150 mm² Double Hole Cable Lug M16 (hole distance 50mm) | 30 | Adet | 3.5387 | kg | - | Adet | 7.5 | USD | 0 | TL
8680734704584 | CD 18512-25 | ÇİFT DELİKLİ KABLO PABUCU 185mm2 M12 (DELİK ARASI 25MM) | 185 mm² Double Hole Cable Lug M12 (hole distance 25mm) | 25 | Adet | 4.5086 | kg | - | Adet | 8.65 | USD | 0 | TL
8680734704591 | CD 18512-40 | ÇİFT DELİKLİ KABLO PABUCU 185mm2 M12 (DELİK ARASI 40MM) | 185 mm² Double Hole Cable Lug M12 (hole distance 40mm) | 25 | Adet | 4.5086 | kg | - | Adet | 9.35 | USD | 0 | TL
8680734704607 | CD 18512-50 | ÇİFT DELİKLİ KABLO PABUCU 185mm2 M12 (DELİK ARASI 50MM) | 185 mm² Double Hole Cable Lug M12 (hole distance 50mm) | 25 | Adet | 4.5086 | kg | - | Adet | 9.65 | USD | 0 | TL
8680734704614 | CD 18516-40 | ÇİFT DELİKLİ KABLO PABUCU 185mm2 M16 (DELİK ARASI 40MM) | 185 mm² Double Hole Cable Lug M16 (hole distance 40mm) | 25 | Adet | 4.5086 | kg | - | Adet | 9.35 | USD | 0 | TL
8680734704621 | CD 18516-50 | ÇİFT DELİKLİ KABLO PABUCU 185mm2 M16 (DELİK ARASI 50MM) | 185 mm² Double Hole Cable Lug M16 (hole distance 50mm) | 25 | Adet | 4.5086 | kg | - | Adet | 9.65 | USD | 0 | TL
8680734704638 | CD 24012-25 | ÇİFT DELİKLİ KABLO PABUCU 240mm2 M12 (DELİK ARASI 25MM) | 240 mm² Double Hole Cable Lug M12 (hole distance 25mm) | 25 | Adet | 5.1905 | kg | - | Adet | 12.2 | USD | 0 | TL
8680734704645 | CD 24012-40 | ÇİFT DELİKLİ KABLO PABUCU 240mm2 M12 (DELİK ARASI 40MM) | 240 mm² Double Hole Cable Lug M12 (hole distance 40mm) | 25 | Adet | 5.1905 | kg | - | Adet | 12.7 | USD | 0 | TL
8680734704652 | CD 24012-50 | ÇİFT DELİKLİ KABLO PABUCU 240mm2 M12 (DELİK ARASI 50MM) | 240 mm² Double Hole Cable Lug M12 (hole distance 50mm) | 25 | Adet | 5.1905 | kg | - | Adet | 13 | USD | 0 | TL
8680734704669 | CD 24016-40 | ÇİFT DELİKLİ KABLO PABUCU 240mm2 M16 (DELİK ARASI 40MM) | 240 mm² Double Hole Cable Lug M16 (hole distance 40mm) | 25 | Adet | 5.1905 | kg | - | Adet | 12.7 | USD | 0 | TL
8680734704676 | CD 24016-50 | ÇİFT DELİKLİ KABLO PABUCU 240mm2 M16 (DELİK ARASI 50MM) | 240 mm² Double Hole Cable Lug M16 (hole distance 50mm) | 25 | Adet | 5.1905 | kg | - | Adet | 13 | USD | 0 | TL
8680734704683 | DIN 01005 | DIN NORM KABLO PABUCU 10mm2 M5 | 10 mm² DIN 46 235 Type Cable Lug M5 | 500 | Adet | 1.6 | kg | - | Adet | 0.32 | USD | 0 | TL
8680734704690 | DIN 01006 | DIN NORM KABLO PABUCU 10mm2 M6 | 10 mm² DIN 46 235 Type Cable Lug M6 | 500 | Adet | 1.6 | kg | - | Adet | 0.32 | USD | 0 | TL
8680734704706 | DIN 01606 | DIN NORM KABLO PABUCU 16mm2 M6 | 16 mm² DIN 46 235 Type Cable Lug M6 | 250 | Adet | 3 | kg | - | Adet | 0.735 | USD | 0 | TL
8680734704713 | DIN 01608 | DIN NORM KABLO PABUCU 16mm2 M8 | 16 mm² DIN 46 235 Type Cable Lug M8 | 250 | Adet | 3.3 | kg | - | Adet | 0.735 | USD | 0 | TL
8680734704720 | DIN 01610 | DIN NORM KABLO PABUCU 16mm2 M10 | 16 mm² DIN 46 235 Type Cable Lug M10 | 250 | Adet | 3.2 | kg | - | Adet | 0.735 | USD | 0 | TL
8680734704737 | DIN 02506 | DIN NORM KABLO PABUCU 25mm2 M6 | 25 mm² DIN 46 235 Type Cable Lug M6 | 200 | Adet | 2.9 | kg | - | Adet | 1.035 | USD | 0 | TL
8680734704744 | DIN 02508 | DIN NORM KABLO PABUCU 25mm2 M8 | 25 mm² DIN 46 235 Type Cable Lug M8 | 200 | Adet | 3 | kg | - | Adet | 1.02 | USD | 0 | TL
8680734704751 | DIN 02510 | DIN NORM KABLO PABUCU 25mm2 M10 | 25 mm² DIN 46 235 Type Cable Lug M10 | 200 | Adet | 3.2 | kg | - | Adet | 1.035 | USD | 0 | TL
8680734704768 | DIN 02512 | DIN NORM KABLO PABUCU 25mm2 M12 | 25 mm² DIN 46 235 Type Cable Lug M12 | 200 | Adet | 3.2 | kg | - | Adet | 1.075 | USD | 0 | TL
8680734704775 | DIN 03508 | DIN NORM KABLO PABUCU 35mm2 M8 | 35 mm² DIN 46 235 Type Cable Lug M8 | 120 | Adet | 3.5 | kg | - | Adet | 1.79 | USD | 0 | TL
8680734704782 | DIN 03510 | DIN NORM KABLO PABUCU 35mm2 M10 | 35 mm² DIN 46 235 Type Cable Lug M10 | 120 | Adet | 3.5 | kg | - | Adet | 1.79 | USD | 0 | TL
8680734704799 | DIN 03512 | DIN NORM KABLO PABUCU 35mm2 M12 | 35 mm² DIN 46 235 Type Cable Lug M12 | 120 | Adet | 3.6 | kg | - | Adet | 1.79 | USD | 0 | TL
8680734704805 | DIN 05008 | DIN NORM KABLO PABUCU 50mm2 M8 | 50 mm² DIN 46 235 Type Cable Lug M8 | 65 | Adet | 2.9 | kg | - | Adet | 2.755 | USD | 0 | TL
8680734704812 | DIN 05010 | DIN NORM KABLO PABUCU 50mm2 M10 | 50 mm² DIN 46 235 Type Cable Lug M10 | 65 | Adet | 3 | kg | - | Adet | 2.755 | USD | 0 | TL
8680734704829 | DIN 05012 | DIN NORM KABLO PABUCU 50mm2 M12 | 50 mm² DIN 46 235 Type Cable Lug M12 | 65 | Adet | 2.9 | kg | - | Adet | 2.755 | USD | 0 | TL
8680734704836 | DIN 05016 | DIN NORM KABLO PABUCU 50mm2 M16 | 50 mm² DIN 46 235 Type Cable Lug M16 | 65 | Adet | 2.9 | kg | - | Adet | 3.125 | USD | 0 | TL
8680734704843 | DIN 07008 | DIN NORM KABLO PABUCU 70mm2 M8 | 70 mm² DIN 46 235 Type Cable Lug M8 | 50 | Adet | 2.9 | kg | - | Adet | 3.935 | USD | 0 | TL
8680734704850 | DIN 07010 | DIN NORM KABLO PABUCU 70mm2 M10 | 70 mm² DIN 46 235 Type Cable Lug M10 | 50 | Adet | 3 | kg | - | Adet | 3.935 | USD | 0 | TL
8680734704867 | DIN 07012 | DIN NORM KABLO PABUCU 70mm2 M12 | 70 mm² DIN 46 235 Type Cable Lug M12 | 50 | Adet | 3 | kg | - | Adet | 3.935 | USD | 0 | TL
8680734704874 | DIN 07016 | DIN NORM KABLO PABUCU 70mm2 M16 | 70 mm² DIN 46 235 Type Cable Lug M16 | 50 | Adet | 3.2 | kg | - | Adet | 4.005 | USD | 0 | TL
8680734704881 | DIN 09510 | DIN NORM KABLO PABUCU 95mm2 M10 | 95 mm² DIN 46 235 Type Cable Lug M10 | 30 | Adet | 2.7 | kg | - | Adet | 5.005 | USD | 0 | TL
8680734704898 | DIN 09512 | DIN NORM KABLO PABUCU 95mm2 M12 | 95 mm² DIN 46 235 Type Cable Lug M12 | 30 | Adet | 2.7 | kg | - | Adet | 5.005 | USD | 0 | TL
8680734704904 | DIN 09516 | DIN NORM KABLO PABUCU 95mm2 M16 | 95 mm² DIN 46 235 Type Cable Lug M16 | 30 | Adet | 2.8 | kg | - | Adet | 5.005 | USD | 0 | TL
8680734704911 | DIN 12010 | DIN NORM KABLO PABUCU 120mm2 M10 | 120 mm² DIN 46 235 Type Cable Lug M10 | 25 | Adet | 2.9 | kg | - | Adet | 6.29 | USD | 0 | TL
8680734704928 | DIN 12012 | DIN NORM KABLO PABUCU 120mm2 M12 | 120 mm² DIN 46 235 Type Cable Lug M12 | 25 | Adet | 2.9 | kg | - | Adet | 6.29 | USD | 0 | TL
8680734704935 | DIN 12016 | DIN NORM KABLO PABUCU 120mm2 M16 | 120 mm² DIN 46 235 Type Cable Lug M16 | 25 | Adet | 2.9 | kg | - | Adet | 6.29 | USD | 0 | TL
8680734704942 | DIN 12020 | DIN NORM KABLO PABUCU 120mm2 M20 | 120 mm² DIN 46 235 Type Cable Lug M20 | 25 | Adet | 2.9 | kg | - | Adet | 6.29 | USD | 0 | TL
8680734704959 | DIN 15010 | DIN NORM KABLO PABUCU 150mm2 M10 | 150 mm² DIN 46 235 Type Cable Lug M10 | 20 | Adet | 3.2 | kg | - | Adet | 8.94 | USD | 0 | TL
8680734704966 | DIN 15012 | DIN NORM KABLO PABUCU 150mm2 M12 | 150 mm² DIN 46 235 Type Cable Lug M12 | 20 | Adet | 3.1 | kg | - | Adet | 8.94 | USD | 0 | TL
8680734704973 | DIN 15016 | DIN NORM KABLO PABUCU 150mm2 M16 | 150 mm² DIN 46 235 Type Cable Lug M16 | 20 | Adet | 3.4 | kg | - | Adet | 8.94 | USD | 0 | TL
8680734704980 | DIN 15020 | DIN NORM KABLO PABUCU 150mm2 M20 | 150 mm² DIN 46 235 Type Cable Lug M20 | 20 | Adet | 3.4 | kg | - | Adet | 8.94 | USD | 0 | TL
8680734704997 | DIN 18510 | DIN NORM KABLO PABUCU 185mm2 M10 | 185 mm² DIN 46 235 Type Cable Lug M10 | 15 | Adet | 2.9 | kg | - | Adet | 10.725 | USD | 0 | TL
8680734705000 | DIN 18512 | DIN NORM KABLO PABUCU 185mm2 M12 | 185 mm² DIN 46 235 Type Cable Lug M12 | 15 | Adet | 2.8 | kg | - | Adet | 10.725 | USD | 0 | TL
8680734705017 | DIN 18516 | DIN NORM KABLO PABUCU 185mm2 M16 | 185 mm² DIN 46 235 Type Cable Lug M16 | 15 | Adet | 3 | kg | - | Adet | 10.725 | USD | 0 | TL
8680734705024 | DIN 18520 | DIN NORM KABLO PABUCU 185mm2 M20 | 185 mm² DIN 46 235 Type Cable Lug M20 | 15 | Adet | 3.1 | kg | - | Adet | 10.725 | USD | 0 | TL
8680734705031 | DIN 24012 | DIN NORM KABLO PABUCU 240mm2 M12 | 240 mm² DIN 46 235 Type Cable Lug M12 | 10 | Adet | 2.7 | kg | - | Adet | 14.3 | USD | 0 | TL
8680734705048 | DIN 24016 | DIN NORM KABLO PABUCU 240mm2 M16 | 240 mm² DIN 46 235 Type Cable Lug M16 | 10 | Adet | 2.8 | kg | - | Adet | 14.3 | USD | 0 | TL
8680734705055 | DIN 24020 | DIN NORM KABLO PABUCU 240mm2 M20 | 240 mm² DIN 46 235 Type Cable Lug M20 | 10 | Adet | 2.9 | kg | - | Adet | 14.3 | USD | 0 | TL
8680734705062 | DIN 30016 | DIN NORM KABLO PABUCU 300mm2 M16 | 300 mm² DIN 46 235 Type Cable Lug M16 | 10 | Adet | 3.4 | kg | - | Adet | 18.59 | USD | 0 | TL
8680734705079 | DIN 30020 | DIN NORM KABLO PABUCU 300mm2 M20 | 300 mm² DIN 46 235 Type Cable Lug M20 | 10 | Adet | 3.4 | kg | - | Adet | 18.59 | USD | 0 | TL
8680734705086 | DIN 40016 | DIN NORM KABLO PABUCU 400mm2 M16 | 400 mm² DIN 46 235 Type Cable Lug M16 | 8 | Adet | 5.3 | kg | - | Adet | 35.75 | USD | 0 | TL
8680734705093 | DIN 40020 | DIN NORM KABLO PABUCU 400mm2 M20 | 400 mm² DIN 46 235 Type Cable Lug M20 | 8 | Adet | 5.4 | kg | - | Adet | 35.75 | USD | 0 | TL
8680734705109 | DIN 50020 | DIN NORM KABLO PABUCU 500mm2 M20 | 500 mm² DIN 46 235 Type Cable Lug M20 | 4 | Adet | 3.26 | kg | - | Adet | 44.33 | USD | 0 | TL
8680734705116 | DIN 62520 | DIN NORM KABLO PABUCU 625mm2 M20 | 625 mm² DIN 46 235 Type Cable Lug M20 | 4 | Adet | 3.19 | kg | - | Adet | 45.76 | USD | 0 | TL
8680734726920 | DIN EM010 | EK MUF 10mm2 DIN NORM | 10 mm² Butt Connector - DIN Norm | 300 | Adet | 2.6 | kg | - | Adet | 0.265 | USD | 0 | TL
8680734701712 | DIN EM016 | EK MUF 16mm2 DIN NORM | 16 mm² Butt Connector - DIN Norm | 200 | Adet | 2.8 | kg | - | Adet | 0.75 | USD | 0 | TL
8680734701729 | DIN EM025 | EK MUF 25mm2 DIN NORM | 25 mm² Butt Connector - DIN Norm | 150 | Adet | 2.7 | kg | - | Adet | 0.93 | USD | 0 | TL
8680734701736 | DIN EM035 | EK MUF 35mm2 DIN NORM | 35 mm² Butt Connector - DIN Norm | 100 | Adet | 3 | kg | - | Adet | 1.665 | USD | 0 | TL
8680734701743 | DIN EM050 | EK MUF 50mm2 DIN NORM | 50 mm² Butt Connector - DIN Norm | 60 | Adet | 2.6 | kg | - | Adet | 2.43 | USD | 0 | TL
8680734701750 | DIN EM070 | EK MUF 70mm2 DIN NORM | 70 mm² Butt Connector - DIN Norm | 50 | Adet | 2.69 | kg | - | Adet | 2.79 | USD | 0 | TL
8680734701767 | DIN EM095 | EK MUF 95mm2 DIN NORM | 95 mm² Butt Connector - DIN Norm | 30 | Adet | 2.64 | kg | - | Adet | 4.29 | USD | 0 | TL
8680734701774 | DIN EM120 | EK MUF 120mm2 DIN NORM | 120 mm² Butt Connector - DIN Norm | 25 | Adet | 2.44 | kg | - | Adet | 4.72 | USD | 0 | TL
8680734701781 | DIN EM150 | EK MUF 150mm2 DIN NORM | 150 mm² Butt Connector - DIN Norm | 20 | Adet | 2.8 | kg | - | Adet | 7.005 | USD | 0 | TL
8680734701798 | DIN EM185 | EK MUF 185mm2 DIN NORM | 185 mm² Butt Connector - DIN Norm | 15 | Adet | 2.52 | kg | - | Adet | 7.865 | USD | 0 | TL
8680734701804 | DIN EM240 | EK MUF 240mm2 DIN NORM | 240 mm² Butt Connector - DIN Norm | 10 | Adet | 2.4 | kg | - | Adet | 11.44 | USD | 0 | TL
8680734701811 | DIN EM300 | EK MUF 300mm2 DIN NORM | 300 mm² Butt Connector - DIN Norm | 10 | Adet | 3.02 | kg | - | Adet | 15.015 | USD | 0 | TL
8680734701828 | DIN EM400 | EK MUF 400mm2 DIN NORM | 400 mm² Butt Connector - DIN Norm | 10 | Adet | 3.78 | kg | - | Adet | 35.75 | USD | 0 | TL
8680734701835 | DIN EM500 | EK MUF 500mm2 DIN NORM | 500 mm² Butt Connector - DIN Norm | 5 | Adet | 4.6 | kg | - | Adet | 42.9 | USD | 0 | TL
8680734701842 | DIN EM625 | EK MUF 625mm2 DIN NORM | 625 mm² Butt Connector - DIN Norm | 5 | Adet | 4.08 | kg | - | Adet | 47.19 | USD | 0 | TL
8680734723448 | DG 03506 | DAR GİRİŞLİ SKP KABLO PABUCU 35mm2 M6 | 35 mm² Narrow Palm Cable Lug M6 | 150 | Adet | 2.9 | kg | - | Adet | 1.35 | USD | 0 | TL
8680734723455 | DG 05006 | DAR GİRİŞLİ SKP KABLO PABUCU 50mm2 M6 | 50 mm² Narrow Palm Cable Lug M6 | 120 | Adet | 3.8 | kg | - | Adet | 2.05 | USD | 0 | TL
8680734723462 | DG 05008 | DAR GİRİŞLİ SKP KABLO PABUCU 50mm2 M8 | 50 mm² Narrow Palm Cable Lug M8 | 120 | Adet | 3.8 | kg | - | Adet | 2.05 | USD | 0 | TL
8680734723486 | DG 05010 | DAR GİRİŞLİ SKP KABLO PABUCU 50mm2 M10 | 50 mm² Narrow Palm Cable Lug M10 | 120 | Adet | 3.7 | kg | - | Adet | 2.05 | USD | 0 | TL
8680734723509 | DG 07008 | DAR GİRİŞLİ SKP KABLO PABUCU 70mm2 M8 | 70 mm² Narrow Palm Cable Lug M8 | 80 | Adet | 3.5 | kg | - | Adet | 2.8 | USD | 0 | TL
8680734723523 | DG 07010 | DAR GİRİŞLİ SKP KABLO PABUCU 70mm2 M10 | 70 mm² Narrow Palm Cable Lug M10 | 80 | Adet | 3.4 | kg | - | Adet | 2.8 | USD | 0 | TL
8680734723530 | DG 07012 | DAR GİRİŞLİ SKP KABLO PABUCU 70mm2 M12 | 70 mm² Narrow Palm Cable Lug M12 | 80 | Adet | 3.8 | kg | - | Adet | 3.45 | USD | 0 | TL
8680734723547 | DG 09508 | DAR GİRİŞLİ SKP KABLO PABUCU 95mm2 M8 | 95 mm² Narrow Palm Cable Lug M8 | 60 | Adet | 3.5 | kg | - | Adet | 3.7 | USD | 0 | TL
8680734723554 | DG 09510 | DAR GİRİŞLİ SKP KABLO PABUCU 95mm2 M10 | 95 mm² Narrow Palm Cable Lug M10 | 60 | Adet | 3.4 | kg | - | Adet | 3.7 | USD | 0 | TL
8680734723585 | DG 09512 | DAR GİRİŞLİ SKP KABLO PABUCU 95mm2 M12 | 95 mm² Narrow Palm Cable Lug M12 | 60 | Adet | 3.2 | kg | - | Adet | 3.7 | USD | 0 | TL
8680734723592 | DG 12008 | DAR GİRİŞLİ SKP KABLO PABUCU 120mm2 M8 | 120 mm² Narrow Palm Cable Lug M8 | 50 | Adet | 3.1 | kg | - | Adet | 4.3 | USD | 0 | TL
8680734723608 | DG 12010 | DAR GİRİŞLİ SKP KABLO PABUCU 120mm2 M10 | 120 mm² Narrow Palm Cable Lug M10 | 50 | Adet | 3.1 | kg | - | Adet | 4.3 | USD | 0 | TL
8680734723622 | DG 12012 | DAR GİRİŞLİ SKP KABLO PABUCU 120mm2 M12 | 120 mm² Narrow Palm Cable Lug M12 | 50 | Adet | 3.1 | kg | - | Adet | 4.3 | USD | 0 | TL
8680734723639 | DG 15008 | DAR GİRİŞLİ SKP KABLO PABUCU 150mm2 M8 | 150 mm² Narrow Palm Cable Lug M8 | 30 | Adet | 2.4 | kg | - | Adet | 5.5 | USD | 0 | TL
8680734723646 | DG 15010 | DAR GİRİŞLİ SKP KABLO PABUCU 150mm2 M10 | 150 mm² Narrow Palm Cable Lug M10 | 30 | Adet | 2.4 | kg | - | Adet | 5.5 | USD | 0 | TL
8680734723660 | DG 15012 | DAR GİRİŞLİ SKP KABLO PABUCU 150mm2 M12 | 150 mm² Narrow Palm Cable Lug M12 | 30 | Adet | 2.3 | kg | - | Adet | 5.5 | USD | 0 | TL
8680734723677 | DG 18510 | DAR GİRİŞLİ SKP KABLO PABUCU 185mm2 M10 | 185 mm² Narrow Palm Cable Lug M10 | 25 | Adet | 2.9 | kg | - | Adet | 8 | USD | 0 | TL
8680734723684 | DG 18512 | DAR GİRİŞLİ SKP KABLO PABUCU 185mm2 M12 | 185 mm² Narrow Palm Cable Lug M12 | 25 | Adet | 2.9 | kg | - | Adet | 8 | USD | 0 | TL
8680734723691 | DG 18516 | DAR GİRİŞLİ SKP KABLO PABUCU 185mm2 M16 | 185 mm² Narrow Palm Cable Lug M16 | 25 | Adet | 2.9 | kg | - | Adet | 8 | USD | 0 | TL
8680734723707 | DG 24010 | DAR GİRİŞLİ SKP KABLO PABUCU 240mm2 M10 | 240 mm² Narrow Palm Cable Lug M10 | 25 | Adet | 3.7 | kg | - | Adet | 10 | USD | 0 | TL
8680734723714 | DG 24012 | DAR GİRİŞLİ SKP KABLO PABUCU 240mm2 M12 | 240 mm² Narrow Palm Cable Lug M12 | 25 | Adet | 3.7 | kg | - | Adet | 10 | USD | 0 | TL
8680734723721 | DG 24016 | DAR GİRİŞLİ SKP KABLO PABUCU 240mm2 M16 | 240 mm² Narrow Palm Cable Lug M16 | 25 | Adet | 3.7 | kg | - | Adet | 10 | USD | 0 | TL
8680734708148 | SFK-3-1 | SFK 3-1 KAYNAKLI KABLO PABUCU | 1 mm² DIN 46 234 Type Cable Lug M3 | 1000 | Adet | 0.6 | kg | - | Adet | 0.0475 | USD | 0 | TL
8680734708162 | SFK-4-1 | SFK 4-1 KAYNAKLI KABLO PABUCU | 1 mm² DIN 46 234 Type Cable Lug M4 | 1000 | Adet | 0.7 | kg | - | Adet | 0.054 | USD | 0 | TL
8680734708193 | SFK-5-1 | SFK 5-1 KAYNAKLI KABLO PABUCU | 1 mm² DIN 46 234 Type Cable Lug M5 | 1000 | Adet | 0.8 | kg | - | Adet | 0.06 | USD | 0 | TL
8680734708254 | SFK-6-1 | SFK 6-1 KAYNAKLI KABLO PABUCU | 1 mm² DIN 46 234 Type Cable Lug M6 | 1000 | Adet | 0.7 | kg | - | Adet | 0.0715 | USD | 0 | TL
8680734708155 | SFK-3-2,5 | SFK 3-2,5 KAYNAKLI KABLO PABUCU | 2,5 mm² DIN 46 234 Type Cable Lug M3 | 1000 | Adet | 0.7 | kg | - | Adet | 0.0475 | USD | 0 | TL
8680734708179 | SFK-4-2,5 | SFK 4-2,5 KAYNAKLI KABLO PABUCU | 2,5 mm² DIN 46 234 Type Cable Lug M4 | 1000 | Adet | 0.8 | kg | - | Adet | 0.0545 | USD | 0 | TL
8680734708223 | SFK-5-2,5 | SFK 5-2,5 KAYNAKLI KABLO PABUCU | 2,5 mm² DIN 46 234 Type Cable Lug M5 | 1000 | Adet | 1 | kg | - | Adet | 0.07 | USD | 0 | TL
8680734708285 | SFK-6-2,5 | SFK 6-2,5 KAYNAKLI KABLO PABUCU | 2,5 mm² DIN 46 234 Type Cable Lug M6 | 1000 | Adet | 1.1 | kg | - | Adet | 0.0845 | USD | 0 | TL
8680734708384 | SFK-8-2,5 | SFK 8-2,5 KAYNAKLI KABLO PABUCU | 2,5 mm² DIN 46 234 Type Cable Lug M8 | 1000 | Adet | 1.3 | kg | - | Adet | 0.1055 | USD | 0 | TL
8680734707905 | SFK-10-2,5 | SFK 10-2,5 KAYNAKLI KABLO PABUCU | 2,5 mm² DIN 46 234 Type Cable Lug M10 | 1000 | Adet | 1.2 | kg | - | Adet | 0.1405 | USD | 0 | TL
8680734708001 | SFK-12-2,5 | SFK 12-2,5 KAYNAKLI KABLO PABUCU | 2,5 mm² DIN 46 234 Type Cable Lug M12 | 1000 | Adet | 1.5 | kg | - | Adet | 0.1405 | USD | 0 | TL
8680734708186 | SFK-4-6 | SFK 4-6 KAYNAKLI KABLO PABUCU | 6 mm² DIN 46 234 Type Cable Lug M4 | 1000 | Adet | 1.4 | kg | - | Adet | 0.1195 | USD | 0 | TL
8680734708247 | SFK-5-6 | SFK 5-6 KAYNAKLI KABLO PABUCU | 6 mm² DIN 46 234 Type Cable Lug M5 | 1000 | Adet | 1.6 | kg | - | Adet | 0.1195 | USD | 0 | TL
8680734708322 | SFK-6-6 | SFK 6-6 KAYNAKLI KABLO PABUCU | 6 mm² DIN 46 234 Type Cable Lug M6 | 1000 | Adet | 1.7 | kg | - | Adet | 0.126 | USD | 0 | TL
8680734708421 | SFK-8-6 | SFK 8-6 KAYNAKLI KABLO PABUCU | 6 mm² DIN 46 234 Type Cable Lug M8 | 1000 | Adet | 2.2 | kg | - | Adet | 0.1545 | USD | 0 | TL
8680734707943 | SFK-10-6 | SFK 10-6 KAYNAKLI KABLO PABUCU | 6 mm² DIN 46 234 Type Cable Lug M10 | 500 | Adet | 1.4 | kg | - | Adet | 0.2035 | USD | 0 | TL
8680734708049 | SFK-12-6 | SFK 12-6 KAYNAKLI KABLO PABUCU | 6 mm² DIN 46 234 Type Cable Lug M12 | 500 | Adet | 1.4 | kg | - | Adet | 0.2035 | USD | 0 | TL
8680734708209 | SFK-5-10I | SFK 5-10 KAYNAKLI KABLO PABUCU | 10 mm² DIN 46 234 Type Cable Lug M5 | 500 | Adet | 1.2 | kg | - | Adet | 0.19 | USD | 0 | TL
8680734708261 | SFK-6-10I | SFK 6-10 KAYNAKLI KABLO PABUCU | 10 mm² DIN 46 234 Type Cable Lug M6 | 500 | Adet | 1.3 | kg | - | Adet | 0.1965 | USD | 0 | TL
8680734708353 | SFK-8-10I | SFK 8-10 KAYNAKLI KABLO PABUCU | 10 mm² DIN 46 234 Type Cable Lug M8 | 500 | Adet | 1.5 | kg | - | Adet | 0.225 | USD | 0 | TL
8680734707875 | SFK-10-10I | SFK-10-10 KAYNAKLI KABLO PABUCU | 10 mm² DIN 46 234 Type Cable Lug M10 | 500 | Adet | 1.8 | kg | - | Adet | 0.2735 | USD | 0 | TL
8680734707974 | SFK-12-10I | SFK 12-10 KAYNAKLI KABLO PABUCU | 10 mm² DIN 46 234 Type Cable Lug M12 | 500 | Adet | 2.2 | kg | - | Adet | 0.281 | USD | 0 | TL
8680734708216 | SFK-5-16I | SFK 5-16 KAYNAKLI KABLO PABUCU | 16 mm² DIN 46 234 Type Cable Lug M5 | 500 | Adet | 1.9 | kg | - | Adet | 0.3015 | USD | 0 | TL
8680734708278 | SFK-6-16I | SFK 6-16 KAYNAKLI KABLO PABUCU | 16 mm² DIN 46 234 Type Cable Lug M6 | 500 | Adet | 2 | kg | - | Adet | 0.3015 | USD | 0 | TL
8680734708377 | SFK-8-16I | SFK 8-16 KAYNAKLI KABLO PABUCU | 16 mm² DIN 46 234 Type Cable Lug M8 | 500 | Adet | 2.2 | kg | - | Adet | 0.323 | USD | 0 | TL
8680734707899 | SFK-10-16I | SFK 10-16 KAYNAKLI KABLO PABUCU | 16 mm² DIN 46 234 Type Cable Lug M10 | 500 | Adet | 2.5 | kg | - | Adet | 0.3655 | USD | 0 | TL
8680734707998 | SFK-12-16I | SFK 12-16 KAYNAKLI KABLO PABUCU | 16 mm² DIN 46 234 Type Cable Lug M12 | 250 | Adet | 1.5 | kg | - | Adet | 0.407 | USD | 0 | TL
8680734708230 | SFK-5-25I | SFK 5-25 KAYNAKLI KABLO PABUCU | 25 mm² DIN 46 234 Type Cable Lug M5 | 250 | Adet | 1.8 | kg | - | Adet | 0.4915 | USD | 0 | TL
8680734708292 | SFK-6-25I | SFK 6-25 KAYNAKLI KABLO PABUCU | 25 mm² DIN 46 234 Type Cable Lug M6 | 250 | Adet | 1.5 | kg | - | Adet | 0.4915 | USD | 0 | TL
8680734708391 | SFK-8-25I | SFK 8-25 KAYNAKLI KABLO PABUCU | 25 mm² DIN 46 234 Type Cable Lug M8 | 200 | Adet | 1.6 | kg | - | Adet | 0.5615 | USD | 0 | TL
8680734707912 | SFK-10-25I | SFK 10-25 KAYNAKLI KABLO PABUCU | 25 mm² DIN 46 234 Type Cable Lug M10 | 200 | Adet | 1.7 | kg | - | Adet | 0.5895 | USD | 0 | TL
8680734708018 | SFK-12-25I | SFK 12-25 KAYNAKLI KABLO PABUCU | 25 mm² DIN 46 234 Type Cable Lug M12 | 200 | Adet | 2 | kg | - | Adet | 0.702 | USD | 0 | TL
8680734708087 | SFK-16-25I | SFK 16-25 KAYNAKLI KABLO PABUCU | 25 mm² DIN 46 234 Type Cable Lug M16 | 250 | Adet | 2.2 | kg | - | Adet | 0.8425 | USD | 0 | TL
8680734708308 | SFK-6-35I | SFK 6-35 KAYNAKLI KABLO PABUCU | 35 mm² DIN 46 234 Type Cable Lug M6 | 200 | Adet | 2 | kg | - | Adet | 0.772 | USD | 0 | TL
8680734708407 | SFK-8-35I | SFK 8-35 KAYNAKLI KABLO PABUCU | 35 mm² DIN 46 234 Type Cable Lug M8 | 200 | Adet | 2 | kg | - | Adet | 0.772 | USD | 0 | TL
8680734707929 | SFK-10-35I | SFK 10-35 KAYNAKLI KABLO PABUCU | 35 mm² DIN 46 234 Type Cable Lug M10 | 200 | Adet | 2 | kg | - | Adet | 0.772 | USD | 0 | TL
8680734708025 | SFK-12-35I | SFK 12-35 KAYNAKLI KABLO PABUCU | 35 mm² DIN 46 234 Type Cable Lug M12 | 200 | Adet | 2.4 | kg | - | Adet | 0.8425 | USD | 0 | TL
8680734708100 | SFK-16-35I | SFK 16-35 KAYNAKLI KABLO PABUCU | 35 mm² DIN 46 234 Type Cable Lug M16 | 100 | Adet | 1.5 | kg | - | Adet | 1.053 | USD | 0 | TL
8680734708315 | SFK-6-50I | SFK 6-50 KAYNAKLI KABLO PABUCU | 50 mm² DIN 46 234 Type Cable Lug M6 | 100 | Adet | 1.8 | kg | - | Adet | 1.334 | USD | 0 | TL
8680734708414 | SFK-8-50I | SFK 8-50 KAYNAKLI KABLO PABUCU | 50 mm² DIN 46 234 Type Cable Lug M8 | 100 | Adet | 1.8 | kg | - | Adet | 1.334 | USD | 0 | TL
8680734707936 | SFK-10-50I | SFK 10-50 KAYNAKLI KABLO PABUCU | 50 mm² DIN 46 234 Type Cable Lug M10 | 100 | Adet | 1.7 | kg | - | Adet | 1.334 | USD | 0 | TL
8680734708032 | SFK-12-50I | SFK 12-50 KAYNAKLI KABLO PABUCU | 50 mm² DIN 46 234 Type Cable Lug M12 | 50 | Adet | 1 | kg | - | Adet | 1.334 | USD | 0 | TL
8680734708117 | SFK-16-50I | SFK 16-50 KAYNAKLI KABLO PABUCU | 50 mm² DIN 46 234 Type Cable Lug M16 | 50 | Adet | 1.1 | kg | - | Adet | 1.404 | USD | 0 | TL
8680734708339 | SFK-6-70I | SFK 6-70 KAYNAKLI KABLO PABUCU | 70 mm² DIN 46 234 Type Cable Lug M6 | 100 | Adet | 2.7 | kg | - | Adet | 1.8955 | USD | 0 | TL
8680734708438 | SFK-8-70I | SFK 8-70 KAYNAKLI KABLO PABUCU | 70 mm² DIN 46 234 Type Cable Lug M8 | 100 | Adet | 2.6 | kg | - | Adet | 1.8955 | USD | 0 | TL
8680734707950 | SFK-10-70I | SFK 10-70 KAYNAKLI KABLO PABUCU | 70 mm² DIN 46 234 Type Cable Lug M10 | 100 | Adet | 2.6 | kg | - | Adet | 1.9655 | USD | 0 | TL
8680734708056 | SFK-12-70I | SFK 12-70 KAYNAKLI KABLO PABUCU | 70 mm² DIN 46 234 Type Cable Lug M12 | 100 | Adet | 2.5 | kg | - | Adet | 1.9655 | USD | 0 | TL
8680734708124 | SFK-16-70I | SFK 16-70 KAYNAKLI KABLO PABUCU | 70 mm² DIN 46 234 Type Cable Lug M16 | 50 | Adet | 1.4 | kg | - | Adet | 1.9655 | USD | 0 | TL
8680734708445 | SFK-8-95I | SFK 8-95 KAYNAKLI KABLO PABUCU | 95 mm² DIN 46 234 Type Cable Lug M8 | 50 | Adet | 2 | kg | - | Adet | 1.9655 | USD | 0 | TL
8680734707967 | SFK-10-95I | SFK 10-95 KAYNAKLI KABLO PABUCU | 95 mm² DIN 46 234 Type Cable Lug M10 | 50 | Adet | 2 | kg | - | Adet | 2.036 | USD | 0 | TL
8680734708063 | SFK-12-95I | SFK 12-95 KAYNAKLI KABLO PABUCU | 95 mm² DIN 46 234 Type Cable Lug M12 | 50 | Adet | 2 | kg | - | Adet | 2.106 | USD | 0 | TL
8680734708131 | SFK-16-95I | SFK 16-95 KAYNAKLI KABLO PABUCU | 95 mm² DIN 46 234 Type Cable Lug M16 | 25 | Adet | 1.1 | kg | - | Adet | 2.176 | USD | 0 | TL
8680734708360 | SFK-8-120I | SFK 8-120 KAYNAKLI KABLO PABUCU | 120 mm² DIN 46 234 Type Cable Lug M8 | 25 | Adet | 1.5 | kg | - | Adet | 4.212 | USD | 0 | TL
8680734707882 | SFK-10-120I | SFK 10-120 KAYNAKLI KABLO PABUCU | 120 mm² DIN 46 234 Type Cable Lug M10 | 25 | Adet | 1.4 | kg | - | Adet | 4.212 | USD | 0 | TL
8680734707981 | SFK-12-120I | SFK 12-120 KAYNAKLI KABLO PABUCU | 120 mm² DIN 46 234 Type Cable Lug M12 | 25 | Adet | 1.4 | kg | - | Adet | 4.212 | USD | 0 | TL
8680734708070 | SFK-16-120I | SFK 16-120 KAYNAKLI KABLO PABUCU | 120 mm² DIN 46 234 Type Cable Lug M16 | 25 | Adet | 1.5 | kg | - | Adet | 4.212 | USD | 0 | TL
8680734731306 | SFK-10-150I | 150MM2 M10 KAYNAKLI KABLO PABUCU | 150 mm² DIN 46 234 Type Cable Lug M10 | 25 | Adet | 2.1 | kg | - | Adet | 7.301 | USD | 0 | TL
8680734731313 | SFK-12-150I | 150MM2 M12 KAYNAKLI KABLO PABUCU | 150 mm² DIN 46 234 Type Cable Lug M12 | 25 | Adet | 2 | kg | - | Adet | 7.301 | USD | 0 | TL
8680734731368 | SFK-16-150I | 150MM2 M16 KAYNAKLI KABLO PABUCU | 150 mm² DIN 46 234 Type Cable Lug M16 | 25 | Adet | 2 | kg | - | Adet | 7.301 | USD | 0 | TL
8680734731320 | SFK-12-185I | 185MM2 M12 KAYNAKLI KABLO PABUCU | 185 mm² DIN 46 234 Type Cable Lug M12 | 25 | Adet | 2.7 | kg | - | Adet | 11.232 | USD | 0 | TL
8680734731375 | SFK-16-185I | 185MM2 M16 KAYNAKLI KABLO PABUCU | 185 mm² DIN 46 234 Type Cable Lug M16 | 25 | Adet | 2.1 | kg | - | Adet | 11.232 | USD | 0 | TL
8680734731337 | SFK-12-240I | 240MM2 M12 KAYNAKLI KABLO PABUCU | 240 mm² DIN 46 234 Type Cable Lug M12 | 20 | Adet | 3 | kg | - | Adet | 11.232 | USD | 0 | TL
8680734731382 | SFK-16-240I | 240MM2 M16 KAYNAKLI KABLO PABUCU | 240 mm² DIN 46 234 Type Cable Lug M16 | 10 | Adet | 1.5 | kg | - | Adet | 14.04 | USD | 0 | TL
8680734701293 | AL 01608 | 16mm M8 ALÜMİNYUM KABLO PABUCU | 16 mm² Aluminum Cable Lug M8 | 200 | Adet | 0 | kg | - | Adet | 0.15 | USD | 0 | TL
8680734701309 | AL 01610 | 16mm M10 ALÜMİNYUM KABLO PABUCU | 16 mm² Aluminum Cable Lug M10 | 200 | Adet | 0 | kg | - | Adet | 0.15 | USD | 0 | TL
8680734701316 | AL 02508 | 25mm M8 ALÜMİNYUM KABLO PABUCU | 25 mm² Aluminum Cable Lug M8 | 100 | Adet | 0 | kg | - | Adet | 0.25 | USD | 0 | TL
8680734701323 | AL 02510 | 25mm M10 ALÜMİNYUM KABLO PABUCU | 25 mm² Aluminum Cable Lug M10 | 100 | Adet | 0 | kg | - | Adet | 0.25 | USD | 0 | TL
8680734701330 | AL 03510 | 35mm M10 ALÜMİNYUM KABLO PABUCU | 35 mm² Aluminum Cable Lug M10 | 60 | Adet | 0 | kg | - | Adet | 0.45 | USD | 0 | TL
8680734701347 | AL 03512 | 35mm M12 ALÜMİNYUM KABLO PABUCU | 35 mm² Aluminum Cable Lug M12 | 60 | Adet | 0 | kg | - | Adet | 0.45 | USD | 0 | TL
8680734701354 | AL 05010 | 50mm M10 ALÜMİNYUM KABLO PABUCU | 50 mm² Aluminum Cable Lug M10 | 50 | Adet | 0 | kg | - | Adet | 0.65 | USD | 0 | TL
8680734701361 | AL 05012 | 50mm M12 ALÜMİNYUM KABLO PABUCU | 50 mm² Aluminum Cable Lug M12 | 50 | Adet | 0 | kg | - | Adet | 0.65 | USD | 0 | TL
8680734701378 | AL 07010 | 70mm M10 ALÜMİNYUM KABLO PABUCU | 70 mm² Aluminum Cable Lug M10 | 30 | Adet | 0 | kg | - | Adet | 1 | USD | 0 | TL
8680734701385 | AL 07012 | 70mm M12 ALÜMİNYUM KABLO PABUCU | 70 mm² Aluminum Cable Lug M12 | 30 | Adet | 0 | kg | - | Adet | 1 | USD | 0 | TL
8680734701392 | AL 09510 | 95mm M10 ALÜMİNYUM KABLO PABUCU | 95 mm² Aluminum Cable Lug M10 | 25 | Adet | 0 | kg | - | Adet | 1.35 | USD | 0 | TL
8680734701408 | AL 09512 | 95mm M12 ALÜMİNYUM KABLO PABUCU | 95 mm² Aluminum Cable Lug M12 | 25 | Adet | 0 | kg | - | Adet | 1.35 | USD | 0 | TL
8680734701415 | AL 09516 | 95mm M16 ALÜMİNYUM KABLO PABUCU | 95 mm² Aluminum Cable Lug M16 | 25 | Adet | 0 | kg | - | Adet | 1.35 | USD | 0 | TL
8680734701422 | AL 12012 | 120mm M12 ALÜMİNYUM KABLO PABUCU | 120 mm² Aluminum Cable Lug M12 | 20 | Adet | 0 | kg | - | Adet | 1.6 | USD | 0 | TL
8680734701439 | AL 12016 | 120mm M16 ALÜMİNYUM KABLO PABUCU | 120 mm² Aluminum Cable Lug M16 | 20 | Adet | 0 | kg | - | Adet | 1.6 | USD | 0 | TL
8680734701446 | AL 15012 | 150mm M12 ALÜMİNYUM KABLO PABUCU | 150 mm² Aluminum Cable Lug M12 | 15 | Adet | 0 | kg | - | Adet | 2.15 | USD | 0 | TL
8680734701453 | AL 15016 | 150mm M16 ALÜMİNYUM KABLO PABUCU | 150 mm² Aluminum Cable Lug M16 | 15 | Adet | 0 | kg | - | Adet | 2.15 | USD | 0 | TL
8680734701460 | AL 15020 | 150mm M20 ALÜMİNYUM KABLO PABUCU | 150 mm² Aluminum Cable Lug M20 | 15 | Adet | 0 | kg | - | Adet | 2.15 | USD | 0 | TL
8680734701477 | AL 18512 | 185mm M12 ALÜMİNYUM KABLO PABUCU | 185 mm² Aluminum Cable Lug M12 | 12 | Adet | 0 | kg | - | Adet | 2.95 | USD | 0 | TL
8680734701484 | AL 18516 | 185mm M16 ALÜMİNYUM KABLO PABUCU | 185 mm² Aluminum Cable Lug M16 | 12 | Adet | 0 | kg | - | Adet | 2.95 | USD | 0 | TL
8680734701491 | AL 18520 | 185mm M20 ALÜMİNYUM KABLO PABUCU | 185 mm² Aluminum Cable Lug M20 | 12 | Adet | 0 | kg | - | Adet | 2.95 | USD | 0 | TL
8680734701507 | AL 24012 | 240mm M12 ALÜMİNYUM KABLO PABUCU | 240 mm² Aluminum Cable Lug M12 | 8 | Adet | 0 | kg | - | Adet | 3.6 | USD | 0 | TL
8680734701514 | AL 24016 | 240mm M16 ALÜMİNYUM KABLO PABUCU | 240 mm² Aluminum Cable Lug M16 | 8 | Adet | 0 | kg | - | Adet | 3.6 | USD | 0 | TL
8680734701521 | AL 24020 | 240mm M20 ALÜMİNYUM KABLO PABUCU | 240 mm² Aluminum Cable Lug M20 | 8 | Adet | 0 | kg | - | Adet | 3.6 | USD | 0 | TL
8680734701538 | AL 30016 | 300mm M16 ALÜMİNYUM KABLO PABUCU | 300 mm² Aluminum Cable Lug M16 | 6 | Adet | 0 | kg | - | Adet | 4.95 | USD | 0 | TL
8680734701545 | AL 30020 | 300mm M20 ALÜMİNYUM KABLO PABUCU | 300 mm² Aluminum Cable Lug M20 | 6 | Adet | 0 | kg | - | Adet | 4.95 | USD | 0 | TL
8680734701552 | AL 40016 | 400mm M16 ALÜMİNYUM KABLO PABUCU | 400 mm² Aluminum Cable Lug M16 | 4 | Adet | 0 | kg | - | Adet | 9.45 | USD | 0 | TL
8680734701569 | AL 40020 | 400mm M20 ALÜMİNYUM KABLO PABUCU | 400 mm² Aluminum Cable Lug M20 | 4 | Adet | 0 | kg | - | Adet | 9.45 | USD | 0 | TL
8680734701590 | AL EM016 | 16mm2 DIN NORMU ALÜMİNYUM EK MUF | 16 mm² DIN Norm Aluminium Butt-Connectors | 200 | Adet | 0 | kg | - | Adet | 0.135 | USD | 0 | TL
8680734701606 | AL EM025 | 25mm2 DIN NORMU ALÜMİNYUM EK MUF | 25 mm² DIN Norm Aluminium Butt-Connectors | 150 | Adet | 0 | kg | - | Adet | 0.225 | USD | 0 | TL
8680734701613 | AL EM035 | 35mm2 DIN NORMU ALÜMİNYUM EK MUF | 35 mm² DIN Norm Aluminium Butt-Connectors | 80 | Adet | 0 | kg | - | Adet | 0.38 | USD | 0 | TL
8680734701620 | AL EM050 | 50mm2 DIN NORMU ALÜMİNYUM EK MUF | 50 mm² DIN Norm Aluminium Butt-Connectors | 50 | Adet | 0 | kg | - | Adet | 0.54 | USD | 0 | TL
8680734701637 | AL EM070 | 70mm2 DIN NORMU ALÜMİNYUM EK MUF | 70 mm² DIN Norm Aluminium Butt-Connectors | 40 | Adet | 0 | kg | - | Adet | 0.765 | USD | 0 | TL
8680734701644 | AL EM095 | 95mm2 DIN NORMU ALÜMİNYUM EK MUF | 95 mm² DIN Norm Aluminium Butt-Connectors | 30 | Adet | 0 | kg | - | Adet | 1.1 | USD | 0 | TL
8680734701651 | AL EM120 | 120mm2 DIN NORMU ALÜMİNYUM EK MUF | 120 mm² DIN Norm Aluminium Butt-Connectors | 25 | Adet | 0 | kg | - | Adet | 1.35 | USD | 0 | TL
8680734701668 | AL EM150 | 150mm2 DIN NORMU ALÜMİNYUM EK MUF | 150 mm² DIN Norm Aluminium Butt-Connectors | 15 | Adet | 0 | kg | - | Adet | 1.8 | USD | 0 | TL
8680734701675 | AL EM185 | 185mm2 DIN NORMU ALÜMİNYUM EK MUF | 185 mm² DIN Norm Aluminium Butt-Connectors | 12 | Adet | 0 | kg | - | Adet | 2.5 | USD | 0 | TL
8680734701682 | AL EM240 | 240mm2 DIN NORMU ALÜMİNYUM EK MUF | 240 mm² DIN Norm Aluminium Butt-Connectors | 8 | Adet | 0 | kg | - | Adet | 3.15 | USD | 0 | TL
8680734701699 | AL EM300 | 300mm2 DIN NORMU ALÜMİNYUM EK MUF | 300 mm² DIN Norm Aluminium Butt-Connectors | 6 | Adet | 0 | kg | - | Adet | 5.4 | USD | 0 | TL
8680734701705 | AL EM400 | 400mm2 DIN NORMU ALÜMİNYUM EK MUF | 400 mm² DIN Norm Aluminium Butt-Connectors | 4 | Adet | 0 | kg | - | Adet | 7.65 | USD | 0 | TL
8680734710349 | AL-VP-25-95-12/1 | 25-95mm2 M12 İKİ VİDALI ALÜMİNYUM KABLO PABUCU | Medium voltage 36 kV screw cable lugs 28-95 mm2 - M12 / 1 bolts | 40 | Adet | 3.75 | kg | 160 | Adet | 10.8 | USD | 0 | TL
8680734710349 | AL-VP-35-150-12/1 | 35-150mm2 M12 TEK VİDALI ALÜMİNYUM KABLO PABUCU | Medium voltage 36 kV screw cable lugs 35-150 mm2 - M12 / 1 bolts | 30 | Adet | 4.25 | kg | 120 | Adet | 15 | USD | 0 | TL
8680734710349 | AL-VP-35-150-16/1 | 35-150mm2 M16 TEK VİDALI ALÜMİNYUM KABLO PABUCU | Medium voltage 36 kV screw cable lugs 35-150 mm2 - M16 / 1 bolts | 30 | Adet | 4.25 | kg | 120 | Adet | 15 | USD | 0 | TL
8680734710424 | AL-VP-70-240-12/2 | 70-240mm2 M12 İKİ VİDALI ALÜMİNYUM KABLO PABUCU | Medium voltage 36 kV screw cable lugs 70-240 mm2 - M12 / 2 bolts | 12 | Adet | 3.5 | kg | 48 | Adet | 27 | USD | 0 | TL
8680734710431 | AL-VP-70-240-16/2 | 70-240mm2 M16 İKİ VİDALI ALÜMİNYUM KABLO PABUCU | Medium voltage 36 kV screw cable lugs 70-240 mm2 - M16 / 2 bolts | 12 | Adet | 3.5 | kg | 48 | Adet | 27 | USD | 0 | TL
8680734710356 | AL-VP-120-300-12/2 | 120-300mm2 M12 İKİ VİDALI ALÜMİNYUM KABLO PABUCU | Medium voltage 36 kV screw cable lugs 120-300 mm2 - M12 / 2 bolts | 9 | Adet | 3.75 | kg | 36 | Adet | 43.8 | USD | 0 | TL
8680734710363 | AL-VP-120-300-16/2 | 120-300mm2 M16 İKİ VİDALI ALÜMİNYUM KABLO PABUCU | Medium voltage 36 kV screw cable lugs 120-300 mm2 - M16 / 2 bolts | 9 | Adet | 3.75 | kg | 36 | Adet | 43.8 | USD | 0 | TL
8680734710387 | AL-VP-185-400-12/3 | 185-400mm2 M12 ÜÇ VİDALI ALÜMİNYUM KABLO PABUCU | Medium voltage 36 kV screw cable lugs 185-240 mm2 - M12 / 3 bolts | 7 | Adet | 4 | kg | 28 | Adet | 56.4 | USD | 0 | TL
8680734710394 | AL-VP-185-400-16/3 | 185-400mm2 M16 ÜÇ VİDALI ALÜMİNYUM KABLO PABUCU | Medium voltage 36 kV screw cable lugs 185-240 mm2 - M16 / 3 bolts | 7 | Adet | 4 | kg | 28 | Adet | 56.4 | USD | 0 | TL
8680734710240 | AL-VEMA-10-35/2 | 10-35mm2 İKİ VİDALI ALÜMİNYUM EKMUF (ALÇAK GERİLİM) | Low voltage 1 kV screw butt-connectors 10-35 mm2 / 2 bolts | 150 | Adet | 3.75 | kg | 600 | Adet | 4.8 | USD | 0 | TL
8680734710271 | AL-VEMA-25-50/2 | 25-50mm2 İKİ VİDALI ALÜMİNYUM EKMUF (ALÇAK GERİLİM) | Low voltage 1 kV screw butt-connectors 25-50 mm2 / 2 bolts | 100 | Adet | 2.5 | kg | 400 | Adet | 6.3 | USD | 0 | TL
8680734710288 | AL-VEMA-50-95/2 | 50-95mm2 İKİ VİDALI ALÜMİNYUM EKMUF (ALÇAK GERİLİM) | Low voltage 1 kV screw butt-connectors 50-95 mm2 / 2 bolts | 60 | Adet | 3.5 | kg | 240 | Adet | 7.5 | USD | 0 | TL
8680734710257 | AL-VEMA-120-185/2 | 120-185mm2 İKİ VİDALI ALÜMİNYUM EKMUF (ALÇAK GERİLİM) | Low voltage 1 kV screw butt-connectors 120-185 mm2 / 2 bolts | 30 | Adet | 4 | kg | 120 | Adet | 11.4 | USD | 0 | TL
8680734710264 | AL-VEMA-240-300/4 | 240-300mm2 DÖRT VİDALI ALÜMİNYUM EKMUF (ALÇAK GERİLİM) | Low voltage 1 kV screw butt-connectors 240-300 mm2 / 4 bolts | 15 | Adet | 4.25 | kg | 60 | Adet | 24.6 | USD | 0 | TL
| MT06-25TN | 6-25mm Bakır ve Alüminyum Kablolar için Ek Muf (1kV) | Bolted Splices for Copper and Aluminum Cables (1kV) | 0 | Adet | 0 | kg | 0 | Adet | 10.135 | EUR | 0 | TL
| MT10-70TN | 10-70mm Bakır ve Alüminyum Kablolar için Ek Muf (1kV) | Bolted Splices for Copper and Aluminum Cables (1kV) | 0 | Adet | 0 | kg | 0 | Adet | 15.15 | EUR | 0 | TL
| MT16-95TN | 16-95mm Bakır ve Alüminyum Kablolar için Ek Muf (1kV) | Bolted Splices for Copper and Aluminum Cables (1kV) | 0 | Adet | 0 | kg | 0 | Adet | 20.165 | EUR | 0 | TL
8680734710295 | AL-VEMO-10-35/2 | 10-35mm2 İKİ VİDALI ALÜMİNYUM EKMUF (ORTA GERİLİM) | Medium voltage 36 kV screw butt-connectors 10-35 mm2 / 2 bolts | 60 | Adet | 2.75 | kg | 240 | Adet | 6.6 | USD | 0 | TL
8680734710349 | AL-VEMO-25-95/2 | 25-95mm2 DÖRT VİDALI ALÜMİNYUM EKMUF (ORTA GERİLİM) | Medium voltage 36 kV screw butt-connectors 25-95 mm2 / 2 bolts | 40 | Adet | 4.5 | kg | 160 | Adet | 12.6 | USD | 0 | TL
8680734710349 | AL-VEMO-35-150/2 | 35-150mm2 DÖRT VİDALI ALÜMİNYUM EKMUF (ORTA GERİLİM) | Medium voltage 36 kV screw butt-connectors 35-150 mm2 / 2 bolts | 35 | Adet | 6 | kg | 140 | Adet | 18 | USD | 0 | TL
8680734710349 | AL-VEMO-70-240/4 | 70-240mm2 DÖRT VİDALI ALÜMİNYUM EKMUF (ORTA GERİLİM) | Medium voltage 36 kV screw butt-connectors 70-240 mm2 / 4 bolts | 15 | Adet | 6.25 | kg | 60 | Adet | 32.4 | USD | 0 | TL
8680734710301 | AL-VEMO-120-300/4 | 120-300mm2 DÖRT VİDALI ALÜMİNYUM EKMUF (ORTA GERİLİM) | Medium voltage 36 kV screw butt-connectors 120-300 mm2 / 4 bolts | 10 | Adet | 6 | kg | 40 | Adet | 43.2 | USD | 0 | TL
8680734710325 | AL-VEMO-185-400/6 | 185-400mm2 ALTI VİDALI ALÜMİNYUM EKMUF (ORTA GERİLİM) | Medium voltage 36 kV screw butt-connectors 185-400 mm2 / 6 bolts | 9 | Adet | 6.25 | kg | 36 | Adet | 48 | USD | 0 | TL
8680734710882 | SFK-BVA-10-35-8/1 | 10-35 M8 TEK VİDALI BİMETAL KABLO PABUCU (ALÇAK GERİLİM) | Low voltage 1 kV bi-metal screw cable lugs 10-35mm2-M8/1 bolt | 125 | Adet | 5.5 | kg | 500 | Adet | 10.2 | USD | 0 | TL
8680734710875 | SFK-BVA-10-35-10/1 | 10-35 M10 TEK VİDALI BİMETAL KABLO PABUCU (ALÇAK GERİLİM) | Low voltage 1 kV bi-metal screw cable lugs 10-35 mm2 - M10 / 1 bolts | 125 | Adet | 5.15 | kg | 500 | Adet | 10.2 | USD | 0 | TL
8680734710943 | SFK-BVA-50-95-8/1 | 50-95 M8 TEK VİDALI BİMETAL KABLO PABUCU (ALÇAK GERİLİM) | Low voltage 1 kV bi-metal screw cable lugs 50-95mm2-M8/1 bolt | 70 | Adet | 5.65 | kg | 280 | Adet | 13.8 | USD | 0 | TL
8680734710936 | SFK-BVA-50-95-10/1 | 50-95 M10 TEK VİDALI BİMETAL KABLO PABUCU (ALÇAK GERİLİM) | Low voltage 1 kV bi-metal screw cable lugs 50-95 mm2 - M10 / 1 bolts | 70 | Adet | 5.5 | kg | 280 | Adet | 13.8 | USD | 0 | TL
8680734710899 | SFK-BVA-120-185-10/1 | 120-185 M10 TEK VİDALI BİMETAL KABLO PABUCU (ALÇAK GERİLİM) | Low voltage 1 kV bi-metal screw cable lugs 120-185mm2-M10/1 bolt | 35 | Adet | 6 | kg | 140 | Adet | 20.4 | USD | 0 | TL
8680734710905 | SFK-BVA-120-185-12/1 | 120-185 M12 TEK VİDALI BİMETAL KABLO PABUCU (ALÇAK GERİLİM) | Low voltage 1 kV bi-metal screw cable lugs 120-185 mm2-M12/1 bolt | 35 | Adet | 6 | kg | 140 | Adet | 20.4 | USD | 0 | TL
8680734710912 | SFK-BVA-240-300-10/2 | 240-300 M10 İKİ VİDALI BİMETAL KABLO PABUCU (ALÇAK GERİLİM) | Low voltage 1 kV bi-metal screw cable lugs 240-300 mm2 - M10 / 2 bolts | 16 | Adet | 5.5 | kg | 64 | Adet | 38.4 | USD | 0 | TL
8680734710929 | SFK-BVA-240-300-12/2 | 240-300 M12 İKİ VİDALI BİMETAL KABLO PABUCU (ALÇAK GERİLİM) | Low voltage 1 kV bi-metal screw cable lugs 240-300 mm2 - M12 / 2 bolts | 16 | Adet | 5.5 | kg | 64 | Adet | 38.4 | USD | 0 | TL
8680734710974 | SFK-BVO-16-95-12/1 | 16-95 M12 TEK VİDALI BİMETAL KABLO PABUCU (ORTA GERİLİM) | Medium voltage 36 kV bi-metal screw cable lugs 16-95 mm2 - M12 / 1 bolts | 40 | Adet | 4.25 | kg | 160 | Adet | 16.2 | USD | 0 | TL
8680734728764 | SFK-BVO-35-150-12/2 | 35-150 M12 İKİ VİDALI BİMETAL KABLO PABUCU (ORTA GERİLİM) | Medium Voltage Bimetal Lug | 20 | Adet | 5.25 | kg | 80 | Adet | 28.55 | USD | 0 | TL
8680734728771 | SFK-BVO-35-150-16/2 | 35-150 M16 İKİ VİDALI BİMETAL KABLO PABUCU (ORTA GERİLİM) | Medium voltage 36 kV bi-metal screw cable lugs 35-150mm2-M16/2 bolts | 20 | Adet | 5.25 | kg | 80 | Adet | 28.55 | USD | 0 | TL
8680734711025 | SFK-BVO-70-240-12/2 | 70-240 M12 İKİ VİDALI BİMETAL KABLO PABUCU (ORTA GERİLİM) | Medium voltage 36 kV bi-metal screw cable lugs 70-240 mm2 - M12 / 2 bolts | 12 | Adet | 4.25 | kg | 48 | Adet | 34.8 | USD | 0 | TL
8680734711032 | SFK-BVO-70-240-16/2 | 70-240 M16 İKİ VİDALI BİMETAL KABLO PABUCU (ORTA GERİLİM) | Medium voltage 36 kV bi-metal screw cable lugs 70-240 mm2 - M16 / 2 bolts | 12 | Adet | 4.25 | kg | 48 | Adet | 34.8 | USD | 0 | TL
8680734710950 | SFK-BVO-120-300-12/2 | 120-300 M12 İKİ VİDALI BİMETAL KABLO PABUCU (ORTA GERİLİM) | Medium voltage 36 kV bi-metal screw cable lugs 120-300mm2-M12/2 bolts | 9 | Adet | 4.5 | kg | 36 | Adet | 48 | USD | 0 | TL
8680734710967 | SFK-BVO-120-300-16/2 | 120-300 M16 İKİ VİDALI BİMETAL KABLO PABUCU (ORTA GERİLİM) | Medium voltage 36 kV bi-metal screw cable lugs 120-300mm2- M16/2 bolts | 9 | Adet | 4.5 | kg | 36 | Adet | 48 | USD | 0 | TL
8680734710981 | SFK-BVO-185-400-12/3 | 185-400 M12 ÜÇ VİDALI BİMETAL KABLO PABUCU (ORTA GERİLİM) | Medium voltage 36 kV bi-metal screw cable lugs 185-240 mm2-M12/3 bolts | 7 | Adet | 6.5 | kg | 28 | Adet | 84 | USD | 0 | TL
8680734710998 | SFK-BVO-185-400-16/3 | 185-400 M16 ÜÇ VİDALI BİMETAL KABLO PABUCU (ORTA GERİLİM) | Medium voltage 36 kV bi-metal screw cable lugs 185-240mm2-M16/3 bolts | 7 | Adet | 6.5 | kg | 28 | Adet | 84 | USD | 0 | TL
8680734710448 | BS 01008 | 10mm M8 DIN NORMU BİMETAL BAKIR-ALM KABLO PABUCU | 10 mm² Bi-metal AL/CU Cable Lug M8 | 70 | Adet | 3.21 | kg | - | Adet | 3.695 | USD | 0 | TL
17361469453475 | BS 01608 | 16mm M8 DIN NORMU BİMETAL BAKIR-ALM KABLO PABUCU | 16 mm² Bi-metal AL/CU Cable Lug M8 | 70 | Adet | 3.21 | kg | - | Adet | 3.695 | USD | 0 | TL
8680734710455 | BS 01610 | 16mm M10 DIN NORMU BİMETAL BAKIR-ALM KABLO PABUCU | 16 mm² Bi-metal AL/CU Cable Lug M10 | 70 | Adet | 3.21 | kg | - | Adet | 3.695 | USD | 0 | TL
8680734710462 | BS 01612 | 16mm M12 DIN NORMU BİMETAL BAKIR-ALM KABLO PABUCU | 16 mm² Bi-metal AL/CU Cable Lug M12 | 70 | Adet | 3.21 | kg | - | Adet | 3.695 | USD | 0 | TL
8680734710479 | BS 02508 | 25mm M8 DIN NORMU BİMETAL BAKIR-ALM KABLO PABUCU | 25 mm² Bi-metal AL/CU Cable Lug M8 | 70 | Adet | 3.16 | kg | - | Adet | 3.695 | USD | 0 | TL
8680734710486 | BS 02510 | 25mm M10 DIN NORMU BİMETAL BAKIR-ALM KABLO PABUCU | 25 mm² Bi-metal AL/CU Cable Lug M10 | 70 | Adet | 3.16 | kg | - | Adet | 3.695 | USD | 0 | TL
8680734710493 | BS 02512 | 25mm M12 DIN NORMU BİMETAL BAKIR-ALM KABLO PABUCU | 25 mm² Bi-metal AL/CU Cable Lug M12 | 70 | Adet | 3.16 | kg | - | Adet | 3.695 | USD | 0 | TL
8680734710509 | BS 03508 | 35mm M8 DIN NORMU BİMETAL BAKIR-ALM KABLO PABUCU | 35 mm² Bi-metal AL/CU Cable Lug M8 | 70 | Adet | 3 | kg | - | Adet | 3.865 | USD | 0 | TL
8680734710516 | BS 03510 | 35mm M10 DIN NORMU BİMETAL BAKIR-ALM KABLO PABUCU | 35 mm² Bi-metal AL/CU Cable Lug M10 | 70 | Adet | 3 | kg | - | Adet | 3.865 | USD | 0 | TL
8680734710523 | BS 03512 | 35mm M12 DIN NORMU BİMETAL BAKIR-ALM KABLO PABUCU | 35 mm² Bi-metal AL/CU Cable Lug M12 | 70 | Adet | 3 | kg | - | Adet | 3.865 | USD | 0 | TL
8680734710530 | BS 05008 | 50mm M8 DIN NORMU BİMETAL BAKIR-ALM KABLO PABUCU | 50 mm² Bi-metal AL/CU Cable Lug M8 | 48 | Adet | 3.72 | kg | - | Adet | 4.87 | USD | 0 | TL
8680734710547 | BS 05010 | 50mm M10 DIN NORMU BİMETAL BAKIR-ALM KABLO PABUCU | 50 mm² Bi-metal AL/CU Cable Lug M10 | 48 | Adet | 3.72 | kg | - | Adet | 4.87 | USD | 0 | TL
8680734710554 | BS 05012 | 50mm M12 DIN NORMU BİMETAL BAKIR-ALM KABLO PABUCU | 50 mm² Bi-metal AL/CU Cable Lug M12 | 48 | Adet | 3.72 | kg | - | Adet | 4.87 | USD | 0 | TL
8680734710561 | BS 07008 | 70mm M8 DIN NORMU BİMETAL BAKIR-ALM KABLO PABUCU | 70 mm² Bi-metal AL/CU Cable Lug M8 | 48 | Adet | 3.45 | kg | - | Adet | 4.87 | USD | 0 | TL
8680734710578 | BS 07010 | 70mm M10 DIN NORMU BİMETAL BAKIR-ALM KABLO PABUCU | 70 mm² Bi-metal AL/CU Cable Lug M10 | 48 | Adet | 3.45 | kg | - | Adet | 4.87 | USD | 0 | TL
8680734710585 | BS 07012 | 70mm M12 DIN NORMU BİMETAL BAKIR-ALM KABLO PABUCU | 70 mm² Bi-metal AL/CU Cable Lug M12 | 48 | Adet | 3.45 | kg | - | Adet | 4.87 | USD | 0 | TL
8680734710592 | BS 09508 | 95mm M8 DIN NORMU BİMETAL BAKIR-ALM KABLO PABUCU | 95 mm² Bi-metal AL/CU Cable Lug M8 | 48 | Adet | 3.34 | kg | - | Adet | 5.095 | USD | 0 | TL
8680734710608 | BS 09510 | 95mm M10 DIN NORMU BİMETAL BAKIR-ALM KABLO PABUCU | 95 mm² Bi-metal AL/CU Cable Lug M10 | 48 | Adet | 3.34 | kg | - | Adet | 5.095 | USD | 0 | TL
8680734710615 | BS 09512 | 95mm M12 DIN NORMU BİMETAL BAKIR-ALM KABLO PABUCU | 95 mm² Bi-metal AL/CU Cable Lug M12 | 48 | Adet | 3.34 | kg | - | Adet | 5.095 | USD | 0 | TL
8680734710639 | BS 12008 | 120mm M8 DIN NORMU BİMETAL BAKIR-ALM KABLO PABUCU | 120 mm² Bi-metal AL/CU Cable Lug M8 | 20 | Adet | 2.75 | kg | - | Adet | 8.175 | USD | 0 | TL
8680734710646 | BS 12010 | 120mm M10 DIN NORMU BİMETAL BAKIR-ALM KABLO PABUCU | 120 mm² Bi-metal AL/CU Cable Lug M10 | 20 | Adet | 2.75 | kg | - | Adet | 8.175 | USD | 0 | TL
8680734710653 | BS 12012 | 120mm M12 DIN NORMU BİMETAL BAKIR-ALM KABLO PABUCU | 120 mm² Bi-metal AL/CU Cable Lug M12 | 20 | Adet | 2.75 | kg | - | Adet | 8.175 | USD | 0 | TL
8680734710660 | BS 15008 | 150mm M8 DIN NORMU BİMETAL BAKIR-ALM KABLO PABUCU | 150 mm² Bi-metal AL/CU Cable Lug M8 | 20 | Adet | 2.62 | kg | - | Adet | 8.175 | USD | 0 | TL
8680734710677 | BS 15010 | 150mm M10 DIN NORMU BİMETAL BAKIR-ALM KABLO PABUCU | 150 mm² Bi-metal AL/CU Cable Lug M10 | 20 | Adet | 2.62 | kg | - | Adet | 8.175 | USD | 0 | TL
8680734710684 | BS 15012 | 150mm M12 DIN NORMU BİMETAL BAKIR-ALM KABLO PABUCU | 150 mm² Bi-metal AL/CU Cable Lug M12 | 20 | Adet | 2.62 | kg | - | Adet | 8.175 | USD | 0 | TL
8680734710691 | BS 18508 | 185mm M8 DIN NORMU BİMETAL BAKIR-ALM KABLO PABUCU | 185 mm² Bi-metal AL/CU Cable Lug M8 | 15 | Adet | 3.46 | kg | - | Adet | 13.495 | USD | 0 | TL
8680734710707 | BS 18510 | 185mm M10 DIN NORMU BİMETAL BAKIR-ALM KABLO PABUCU | 185 mm² Bi-metal AL/CU Cable Lug M10 | 15 | Adet | 3.46 | kg | - | Adet | 13.495 | USD | 0 | TL
8680734710714 | BS 18512 | 185mm M12 DIN NORMU BİMETAL BAKIR-ALM KABLO PABUCU | 185 mm² Bi-metal AL/CU Cable Lug M12 | 15 | Adet | 3.46 | kg | - | Adet | 13.495 | USD | 0 | TL
8680734710721 | BS 24010 | 240mm M10 DIN NORMU BİMETAL BAKIR-ALM KABLO PABUCU | 240 mm² Bi-metal AL/CU Cable Lug M10 | 15 | Adet | 3.3 | kg | - | Adet | 13.495 | USD | 0 | TL
8680734710738 | BS 24012 | 240mm M12 DIN NORMU BİMETAL BAKIR-ALM KABLO PABUCU | 240 mm² Bi-metal AL/CU Cable Lug M12 | 15 | Adet | 3.3 | kg | - | Adet | 13.495 | USD | 0 | TL
8680734710745 | BS 24016 | 240mm M16 DIN NORMU BİMETAL BAKIR-ALM KABLO PABUCU | 240 mm² Bi-metal AL/CU Cable Lug M16 | 15 | Adet | 3.3 | kg | - | Adet | 13.495 | USD | 0 | TL
8680734710752 | BS 30010 | 300mm M10 DIN NORMU BİMETAL BAKIR-ALM KABLO PABUCU | 300 mm² Bi-metal AL/CU Cable Lug M10 | 6 | Adet | 2.48 | kg | - | Adet | 21.84 | USD | 0 | TL
8680734710769 | BS 30012 | 300mm M12 DIN NORMU BİMETAL BAKIR-ALM KABLO PABUCU | 300 mm² Bi-metal AL/CU Cable Lug M12 | 6 | Adet | 2.48 | kg | - | Adet | 21.84 | USD | 0 | TL
8680734710776 | BS 30016 | 300mm M16 DIN NORMU BİMETAL BAKIR-ALM KABLO PABUCU | 300 mm² Bi-metal AL/CU Cable Lug M16 | 6 | Adet | 2.48 | kg | - | Adet | 21.84 | USD | 0 | TL
8680734710783 | BS 40010 | 400mm M10 DIN NORMU BİMETAL BAKIR-ALM KABLO PABUCU | 400 mm² Bi-metal AL/CU Cable Lug M10 | 6 | Adet | 2.31 | kg | - | Adet | 22.57 | USD | 0 | TL
8680734710790 | BS 40012 | 400mm M12 DIN NORMU BİMETAL BAKIR-ALM KABLO PABUCU | 400 mm² Bi-metal AL/CU Cable Lug M12 | 6 | Adet | 2.31 | kg | - | Adet | 22.57 | USD | 0 | TL
8680734710806 | BS 40016 | 400mm M16 DIN NORMU BİMETAL BAKIR-ALM KABLO PABUCU | 400 mm² Bi-metal AL/CU Cable Lug M16 | 6 | Adet | 2.31 | kg | - | Adet | 22.57 | USD | 0 | TL
8680734710813 | BS 50010 | 500mm M10 DIN NORMU BİMETAL BAKIR-ALM KABLO PABUCU | 500 mm² Bi-metal AL/CU Cable Lug M10 | 1 | Adet | 0.43 | kg | - | Adet | 80.08 | USD | 0 | TL
8680734710820 | BS 50012 | 500mm M12 DIN NORMU BİMETAL BAKIR-ALM KABLO PABUCU | 500 mm² Bi-metal AL/CU Cable Lug M12 | 1 | Adet | 0.43 | kg | - | Adet | 80.08 | USD | 0 | TL
8680734710837 | BS 50016 | 500mm M16 DIN NORMU BİMETAL BAKIR-ALM KABLO PABUCU | 500 mm² Bi-metal AL/CU Cable Lug M16 | 1 | Adet | 0.43 | kg | - | Adet | 80.08 | USD | 0 | TL
8680734710844 | BS 63012 | 630mm M12 DIN NORMU BİMETAL BAKIR-ALM KABLO PABUCU | 630 mm² Bi-metal AL/CU Cable Lug M12 | 1 | Adet | 0.77 | kg | - | Adet | 80.08 | USD | 0 | TL
8680734710851 | BS 63016 | 630mm M16 DIN NORMU BİMETAL BAKIR-ALM KABLO PABUCU | 630 mm² Bi-metal AL/CU Cable Lug M16 | 1 | Adet | 0.77 | kg | - | Adet | 80.08 | USD | 0 | TL
8680734710868 | BS 80016 | 800mm M16 DIN NORMU BİMETAL BAKIR-ALM KABLO PABUCU | 800 mm² Bi-metal AL/CU Cable Lug M16 | 1 | Adet | 0.77 | kg | - | Adet | 138.32 | USD | 0 | TL
8680734710622 | BS 100016 | 1000mm M16 DIN NORMU BİMETAL BAKIR-ALM KABLO PABUCU | 1000 mm² Bi-metal AL/CU Cable Lug M16 | 1 | Adet | 0.77 | kg | - | Adet | 138.32 | USD | 0 | TL
8680734746683 | BS2 01008 | 10mm M8 DIN NORMU BİMETAL BAKIR-ALM KABLO PABUCU | 10 mm² Bi-metal AL/CU Cable Lug M8 | 70 | Adet | - | kg | - | Adet | 2.5 | USD | 0 | TL
8680734736011 | BS2 01608 | 16mm M8 DIN NORMU BİMETAL BAKIR-ALM KABLO PABUCU | 16 mm² Bi-metal AL/CU Cable Lug M8 | 70 | Adet | - | kg | - | Adet | 2.5 | USD | 0 | TL
8680734741749 | BS2 01610 | 16mm M10 DIN NORMU BİMETAL BAKIR-ALM KABLO PABUCU | 16 mm² Bi-metal AL/CU Cable Lug M10 | 70 | Adet | - | kg | - | Adet | 2.5 | USD | 0 | TL
8680734746690 | BS2 01612 | 16mm M12 DIN NORMU BİMETAL BAKIR-ALM KABLO PABUCU | 16 mm² Bi-metal AL/CU Cable Lug M12 | 70 | Adet | - | kg | - | Adet | 2.5 | USD | 0 | TL
8680734736028 | BS2 02508 | 25mm M8 DIN NORMU BİMETAL BAKIR-ALM KABLO PABUCU | 25 mm² Bi-metal AL/CU Cable Lug M8 | 70 | Adet | - | kg | - | Adet | 2.5 | USD | 0 | TL
8680734741756 | BS2 02510 | 25mm² M10 DIN NORMU BİMETAL BAKIR-ALM KABLO PABUCU | 25mm² Bi-metal AL/CU Cable Lug M10 | 70 | Adet | - | kg | - | Adet | 2.5 | USD | 0 | TL
8680734746706 | BS2 02512 | 25mm M12 DIN NORMU BİMETAL BAKIR-ALM KABLO PABUCU | 25 mm² Bi-metal AL/CU Cable Lug M12 | 70 | Adet | - | kg | - | Adet | 2.5 | USD | 0 | TL
8680734736035 | BS2 03508 | 35mm M8 DIN NORMU BİMETAL BAKIR-ALM KABLO PABUCU | 35 mm² Bi-metal AL/CU Cable Lug M8 | 70 | Adet | - | kg | - | Adet | 2.65 | USD | 0 | TL
8680734741664 | BS2 03510 | 35mm M10 DIN NORMU BİMETAL BAKIR-ALM KABLO PABUCU | 35mm² Bi-metal AL/CU Cable Lug M10 | 70 | Adet | - | kg | - | Adet | 2.65 | USD | 0 | TL
8680734746713 | BS2 03512 | 35mm M12 DIN NORMU BİMETAL BAKIR-ALM KABLO PABUCU | 35 mm² Bi-metal AL/CU Cable Lug M12 | 70 | Adet | - | kg | - | Adet | 2.65 | USD | 0 | TL
8680734746720 | BS2 05008 | 50mm M8 DIN NORMU BİMETAL BAKIR-ALM KABLO PABUCU | 50 mm² Bi-metal AL/CU Cable Lug M8 | 48 | Adet | - | kg | - | Adet | 3.3 | USD | 0 | TL
8680734736042 | BS2 05010 | 50mm M10 DIN NORMU BİMETAL BAKIR-ALM KABLO PABUCU | 50 mm² Bi-metal AL/CU Cable Lug M10 | 48 | Adet | - | kg | - | Adet | 3.3 | USD | 0 | TL
8680734741671 | BS2 05012 | 50mm M12 DIN NORMU BİMETAL BAKIR-ALM KABLO PABUCU | 50 mm² Bi-metal AL/CU Cable Lug M12 | 48 | Adet | - | kg | - | Adet | 3.3 | USD | 0 | TL
8680734746737 | BS2 07008 | 70mm M8 DIN NORMU BİMETAL BAKIR-ALM KABLO PABUCU | 70 mm² Bi-metal AL/CU Cable Lug M8 | 48 | Adet | - | kg | - | Adet | 3.3 | USD | 0 | TL
8680734741688 | BS2 07010 | 70mm M10 DIN NORMU BİMETAL BAKIR-ALM KABLO PABUCU | 70 mm² Bi-metal AL/CU Cable Lug M10 | 48 | Adet | - | kg | - | Adet | 3.3 | USD | 0 | TL
8680734736059 | BS2 07012 | 70mm M12 DIN NORMU BİMETAL BAKIR-ALM KABLO PABUCU | 70 mm² Bi-metal AL/CU Cable Lug M12 | 48 | Adet | - | kg | - | Adet | 3.3 | USD | 0 | TL
8680734746744 | BS2 09508 | 95mm M8 DIN NORMU BİMETAL BAKIR-ALM KABLO PABUCU | 95 mm² Bi-metal AL/CU Cable Lug M8 | 48 | Adet | - | kg | - | Adet | 3.3 | USD | 0 | TL
8680734741695 | BS2 09510 | 95mm M10 DIN NORMU BİMETAL BAKIR-ALM KABLO PABUCU | 95mm² Bi-metal AL/CU Cable Lug M10 | 48 | Adet | - | kg | - | Adet | 3.3 | USD | 0 | TL
8680734736066 | BS2 09512 | 95mm M12 DIN NORMU BİMETAL BAKIR-ALM KABLO PABUCU | 95 mm² Bi-metal AL/CU Cable Lug M12 | 48 | Adet | - | kg | - | Adet | 3.5 | USD | 0 | TL
8680734746751 | BS2 12008 | 120mm M8 DIN NORMU BİMETAL BAKIR-ALM KABLO PABUCU | 120 mm² Bi-metal AL/CU Cable Lug M8 | 20 | Adet | - | kg | - | Adet | 5.55 | USD | 0 | TL
8680734741701 | BS2 12010 | 120mm M10 DIN NORMU BİMETAL BAKIR-ALM KABLO PABUCU | 120mm² Bi-metal AL/CU Cable Lug M10 | 20 | Adet | - | kg | - | Adet | 5.55 | USD | 0 | TL
8680734736073 | BS2 12012 | 120mm M12 DIN NORMU BİMETAL BAKIR-ALM KABLO PABUCU | 120 mm² Bi-metal AL/CU Cable Lug M12 | 20 | Adet | - | kg | - | Adet | 5.55 | USD | 0 | TL
8680734746768 | BS2 15008 | 150mm M8 DIN NORMU BİMETAL BAKIR-ALM KABLO PABUCU | 150 mm² Bi-metal AL/CU Cable Lug M8 | 20 | Adet | - | kg | - | Adet | 5.55 | USD | 0 | TL
8680734741718 | BS2 15010 | 150mm M10 DIN NORMU BİMETAL BAKIR-ALM KABLO PABUCU | 150mm² Bi-metal AL/CU Cable Lug M10 | 20 | Adet | - | kg | - | Adet | 5.55 | USD | 0 | TL
8680734736080 | BS2 15012 | 150mm M12 DIN NORMU BİMETAL BAKIR-ALM KABLO PABUCU | 150 mm² Bi-metal AL/CU Cable Lug M12 | 20 | Adet | - | kg | - | Adet | 5.55 | USD | 0 | TL
8680734746775 | BS2 18508 | 185mm M8 DIN NORMU BİMETAL BAKIR-ALM KABLO PABUCU | 185 mm² Bi-metal AL/CU Cable Lug M8 | 15 | Adet | - | kg | - | Adet | 9.1 | USD | 0 | TL
8680734741763 | BS2 18510 | 185mm² M10 DIN NORMU BİMETAL BAKIR-ALM KABLO PABUCU | 185mm² Bi-metal AL/CU Cable Lug M10 | 15 | Adet | - | kg | - | Adet | 9.1 | USD | 0 | TL
8680734736097 | BS2 18512 | 185mm M12 DIN NORMU BİMETAL BAKIR-ALM KABLO PABUCU | 185 mm² Bi-metal AL/CU Cable Lug M12 | 15 | Adet | - | kg | - | Adet | 9.1 | USD | 0 | TL
8680734741732 | BS2 24010 | 240mm M10 DIN NORMU BİMETAL BAKIR-ALM KABLO PABUCU | 240mm² Bi-metal AL/CU Cable Lug M10 | 15 | Adet | - | kg | - | Adet | 9.1 | USD | 0 | TL
8680734736103 | BS2 24012 | 240mm M12 DIN NORMU BİMETAL BAKIR-ALM KABLO PABUCU | 240 mm² Bi-metal AL/CU Cable Lug M12 | 15 | Adet | - | kg | - | Adet | 9.1 | USD | 0 | TL
8680734746782 | BS2 24016 | 240mm M16 DIN NORMU BİMETAL BAKIR-ALM KABLO PABUCU | 240 mm² Bi-metal AL/CU Cable Lug M16 | 15 | Adet | - | kg | - | Adet | 9.1 | USD | 0 | TL
8680734746799 | BS2 30010 | 300mm M10 DIN NORMU BİMETAL BAKIR-ALM KABLO PABUCU | 300 mm² Bi-metal AL/CU Cable Lug M10 | 6 | Adet | - | kg | - | Adet | 14.75 | USD | 0 | TL
8680734741770 | BS2 30012 | 300mm² M12 DIN NORMU BİMETAL BAKIR-ALM KABLO PABUCU | 300mm² Bi-metal AL/CU Cable Lug M12 | 6 | Adet | - | kg | - | Adet | 14.75 | USD | 0 | TL
8680734736110 | BS2 30016 | 300mm M16 DIN NORMU BİMETAL BAKIR-ALM KABLO PABUCU | 300 mm² Bi-metal AL/CU Cable Lug M16 | 6 | Adet | - | kg | - | Adet | 14.75 | USD | 0 | TL
8680734746805 | BS2 40010 | 400mm M10 DIN NORMU BİMETAL BAKIR-ALM KABLO PABUCU | 400 mm² Bi-metal AL/CU Cable Lug M10 | 6 | Adet | - | kg | - | Adet | 15.4 | USD | 0 | TL
8680734741787 | BS2 40012 | 400mm² M12 DIN NORMU BİMETAL BAKIR-ALM KABLO PABUCU | 400mm² Bi-metal AL/CU Cable Lug M12 | 6 | Adet | - | kg | - | Adet | 15.4 | USD | 0 | TL
8680734736127 | BS2 40016 | 400mm M16 DIN NORMU BİMETAL BAKIR-ALM KABLO PABUCU | 400 mm² Bi-metal AL/CU Cable Lug M16 | 6 | Adet | - | kg | - | Adet | 15.4 | USD | 0 | TL
8680734746812 | BS2 50010 | 500mm M10 DIN NORMU BİMETAL BAKIR-ALM KABLO PABUCU | 500 mm² Bi-metal AL/CU Cable Lug M10 | - | Adet | - | kg | - | Adet | 54.25 | USD | 0 | TL
8680734746829 | BS2 50012 | 500mm M12 DIN NORMU BİMETAL BAKIR-ALM KABLO PABUCU | 500 mm² Bi-metal AL/CU Cable Lug M12 | - | Adet | - | kg | - | Adet | 54.25 | USD | 0 | TL
8680734741794 | BS2 50016 | 500mm² M16 DIN NORMU BİMETAL BAKIR-ALM KABLO PABUCU | 500mm² Bi-metal AL/CU Cable Lug M16 | 6 | Adet | - | kg | - | Adet | 54.25 | USD | 0 | TL
8680734709701 | AL16/CU10 | AL16/CU10 BİMETAL BAKIR-ALM EK MUF | DIN NORM Bi-metal (CU/AL) Butt-connector | 100 | Adet | 2.88 | kg | - | Adet | 2.345 | USD | 0 | TL
8680734709718 | AL16/CU16 | AL16/CU16 BİMETAL BAKIR-ALM EK MUF | DIN NORM Bi-metal (CU/AL) Butt-connector | 100 | Adet | 2.98 | kg | - | Adet | 2.345 | USD | 0 | TL
8680734709787 | AL25/CU10 | AL25/CU10 BİMETAL BAKIR-ALM EK MUF | DIN NORM Bi-metal (CU/AL) Butt-connector | 100 | Adet | 2.94 | kg | - | Adet | 2.455 | USD | 0 | TL
8680734709794 | AL25/CU16 | AL25/CU16 BİMETAL BAKIR-ALM EK MUF | DIN NORM Bi-metal (CU/AL) Butt-connector | 100 | Adet | 3.54 | kg | - | Adet | 2.615 | USD | 0 | TL
8680734709800 | AL25/CU25 | AL25/CU25 BİMETAL BAKIR-ALM EK MUF | DIN NORM Bi-metal (CU/AL) Butt-connector | 100 | Adet | 3.68 | kg | - | Adet | 2.615 | USD | 0 | TL
8680734709848 | AL35/CU16 | AL35/CU16 BİMETAL BAKIR-ALM EK MUF | DIN NORM Bi-metal (CU/AL) Butt-connector | 80 | Adet | 2.68 | kg | - | Adet | 3.105 | USD | 0 | TL
8680734709855 | AL35/CU25 | AL35/CU25 BİMETAL BAKIR-ALM EK MUF | DIN NORM Bi-metal (CU/AL) Butt-connector | 80 | Adet | 2.77 | kg | - | Adet | 3.105 | USD | 0 | TL
8680734709862 | AL35/CU35 | AL35/CU35 BİMETAL BAKIR-ALM EK MUF | DIN NORM Bi-metal (CU/AL) Butt-connector | 80 | Adet | 2.86 | kg | - | Adet | 3.325 | USD | 0 | TL
8680734709893 | AL50/CU25 | AL50/CU25 BİMETAL BAKIR-ALM EK MUF | DIN NORM Bi-metal (CU/AL) Butt-connector | 50 | Adet | 2.58 | kg | - | Adet | 3.595 | USD | 0 | TL
8680734709909 | AL50/CU35 | AL50/CU35 BİMETAL BAKIR-ALM EK MUF | DIN NORM Bi-metal (CU/AL) Butt-connector | 50 | Adet | 2.82 | kg | - | Adet | 3.98 | USD | 0 | TL
8680734709916 | AL50/CU50 | AL50/CU50 BİMETAL BAKIR-ALM EK MUF | DIN NORM Bi-metal (CU/AL) Butt-connector | 50 | Adet | 2.95 | kg | - | Adet | 4.58 | USD | 0 | TL
8680734709923 | AL70/CU35 | AL70/CU35 BİMETAL BAKIR-ALM EK MUF | DIN NORM Bi-metal (CU/AL) Butt-connector | 50 | Adet | 2.67 | kg | - | Adet | 4.58 | USD | 0 | TL
8680734709930 | AL70/CU50 | AL70/CU50 BİMETAL BAKIR-ALM EK MUF | DIN NORM Bi-metal (CU/AL) Butt-connector | 50 | Adet | 3.12 | kg | - | Adet | 4.96 | USD | 0 | TL
8680734709947 | AL70/CU70 | AL70/CU70 BİMETAL BAKIR-ALM EK MUF | DIN NORM Bi-metal (CU/AL) Butt-connector | 30 | Adet | 2.31 | kg | - | Adet | 6.32 | USD | 0 | TL
8680734709954 | AL95/CU50 | AL95/CU50 BİMETAL BAKIR-ALM EK MUF | DIN NORM Bi-metal (CU/AL) Butt-connector | 45 | Adet | 2.78 | kg | - | Adet | 6.595 | USD | 0 | TL
8680734709961 | AL95/CU70 | AL95/CU70 BİMETAL BAKIR-ALM EK MUF | DIN NORM Bi-metal (CU/AL) Butt-connector | 45 | Adet | 3.09 | kg | - | Adet | 7.305 | USD | 0 | TL
8680734709978 | AL95/CU95 | AL95/CU95 BİMETAL BAKIR-ALM EK MUF | DIN NORM Bi-metal (CU/AL) Butt-connector | 35 | Adet | 3.25 | kg | - | Adet | 7.955 | USD | 0 | TL
8680734709657 | AL120/CU70 | AL120/CU70 BİMETAL BAKIR-ALM EK MUF | DIN NORM Bi-metal (CU/AL) Butt-connector | 40 | Adet | 4.42 | kg | - | Adet | 7.955 | USD | 0 | TL
8680734709664 | AL120/CU95 | AL120/CU95 BİMETAL BAKIR-ALM EK MUF | DIN NORM Bi-metal (CU/AL) Butt-connector | 40 | Adet | 5.3 | kg | - | Adet | 8.94 | USD | 0 | TL
8680734709640 | AL120/CU120 | AL120/CU120 BİMETAL BAKIR-ALM EK MUF | DIN NORM Bi-metal (CU/AL) Butt-connector | 40 | Adet | 5.55 | kg | - | Adet | 9.21 | USD | 0 | TL
8680734709695 | AL150/CU95 | AL150/CU95 BİMETAL BAKIR-ALM EK MUF | DIN NORM Bi-metal (CU/AL) Butt-connector | 40 | Adet | 5.18 | kg | - | Adet | 9.59 | USD | 0 | TL
8680734709671 | AL150/CU120 | AL150/CU120 BİMETAL BAKIR-ALM EK MUF | DIN NORM Bi-metal (CU/AL) Butt-connector | 40 | Adet | 5.39 | kg | - | Adet | 10.63 | USD | 0 | TL
8680734709688 | AL150/CU150 | AL150/CU150 BİMETAL BAKIR-ALM EK MUF | DIN NORM Bi-metal (CU/AL) Butt-connector | 40 | Adet | 6.5 | kg | - | Adet | 11.88 | USD | 0 | TL
8680734709725 | AL185/CU120 | AL185/CU120 BİMETAL BAKIR-ALM EK MUF | DIN NORM Bi-metal (CU/AL) Butt-connector | 25 | Adet | 4.75 | kg | - | Adet | 12.265 | USD | 0 | TL
8680734709732 | AL185/CU150 | AL185/CU150 BİMETAL BAKIR-ALM EK MUF | DIN NORM Bi-metal (CU/AL) Butt-connector | 25 | Adet | 5.42 | kg | - | Adet | 13.245 | USD | 0 | TL
8680734709749 | AL185/CU185 | AL185/CU185 BİMETAL BAKIR-ALM EK MUF | DIN NORM Bi-metal (CU/AL) Butt-connector | 25 | Adet | 5.82 | kg | - | Adet | 14.17 | USD | 0 | TL
8680734709756 | AL240/CU150 | AL240/CU150 BİMETAL BAKIR-ALM EK MUF | DIN NORM Bi-metal (CU/AL) Butt-connector | 25 | Adet | 5.14 | kg | - | Adet | 14.17 | USD | 0 | TL
8680734709763 | AL240/CU185 | AL240/CU185 BİMETAL BAKIR-ALM EK MUF | DIN NORM Bi-metal (CU/AL) Butt-connector | 25 | Adet | 5.6 | kg | - | Adet | 15.585 | USD | 0 | TL
8680734709770 | AL240/CU240 | AL240/CU240 BİMETAL BAKIR-ALM EK MUF | DIN NORM Bi-metal (CU/AL) Butt-connector | 25 | Adet | 6.54 | kg | - | Adet | 18.205 | USD | 0 | TL
8680734709817 | AL300/CU185 | AL300/CU185 BİMETAL BAKIR-ALM EK MUF | DIN NORM Bi-metal (CU/AL) Butt-connector | 48 | Adet | 5.09 | kg | - | Adet | 19.13 | USD | 0 | TL
8680734709824 | AL300/CU240 | AL300/CU240 BİMETAL BAKIR-ALM EK MUF | DIN NORM Bi-metal (CU/AL) Butt-connector | 48 | Adet | 5.09 | kg | - | Adet | 24.8 | USD | 0 | TL
8680734709831 | AL300/CU300 | AL300/CU300 BİMETAL BAKIR-ALM EK MUF | DIN NORM Bi-metal (CU/AL) Butt-connector | 48 | Adet | 5.55 | kg | - | Adet | 28.34 | USD | 0 | TL
8680734709879 | AL400/CU300 | AL400/CU300 BİMETAL BAKIR-ALM EK MUF | DIN NORM Bi-metal (CU/AL) Butt-connector | 48 | Adet | 5.55 | kg | - | Adet | 28.34 | USD | 0 | TL
| C6 | C Klemens - Bakır | Compression Tap-off Copper Connectors C Type - copper | 100 | Adet | 0 | kg | - | Adet | 0.895 | EUR | 0 | TL
| C10 | C Klemens - Bakır | Compression Tap-off Copper Connectors C Type - copper | 100 | Adet | 0 | kg | - | Adet | 1.615 | EUR | 0 | TL
| C16 | C Klemens - Bakır | Compression Tap-off Copper Connectors C Type - copper | 100 | Adet | 0 | kg | - | Adet | 2.615 | EUR | 0 | TL
| C25-10 | C Klemens - Bakır | Compression Tap-off Copper Connectors C Type - copper | 100 | Adet | 0 | kg | - | Adet | 2.485 | EUR | 0 | TL
| C25PM | C Klemens - Bakır | Compression Tap-off Copper Connectors C Type - copper | 50 | Adet | 0 | kg | - | Adet | 2.23 | EUR | 0 | TL
| C25 | C Klemens - Bakır | Compression Tap-off Copper Connectors C Type - copper | 50 | Adet | 0 | kg | - | Adet | 3.15 | EUR | 0 | TL
| C35 | C Klemens - Bakır | Compression Tap-off Copper Connectors C Type - copper | 50 | Adet | 0 | kg | - | Adet | 3.655 | EUR | 0 | TL
| C50 | C Klemens - Bakır | Compression Tap-off Copper Connectors C Type - copper | 50 | Adet | 0 | kg | - | Adet | 4.005 | EUR | 0 | TL
| C70-35 | C Klemens - Bakır | Compression Tap-off Copper Connectors C Type - copper | 25 | Adet | 0 | kg | - | Adet | 7.12 | EUR | 0 | TL
| C70 | C Klemens - Bakır | Compression Tap-off Copper Connectors C Type - copper | 25 | Adet | 0 | kg | - | Adet | 6.615 | EUR | 0 | TL
| C75 | C Klemens - Bakır | Compression Tap-off Copper Connectors C Type - copper | 25 | Adet | 0 | kg | - | Adet | 8.92 | EUR | 0 | TL
| C95-35 | C Klemens - Bakır | Compression Tap-off Copper Connectors C Type - copper | 25 | Adet | 0 | kg | - | Adet | 10.3 | EUR | 0 | TL
| C95 | C Klemens - Bakır | Compression Tap-off Copper Connectors C Type - copper | 25 | Adet | 0 | kg | - | Adet | 10.735 | EUR | 0 | TL
| C120 | C Klemens - Bakır | Compression Tap-off Copper Connectors C Type - copper | 25 | Adet | 0 | kg | - | Adet | 11.4 | EUR | 0 | TL
| C150 | C Klemens - Bakır | Compression Tap-off Copper Connectors C Type - copper | 10 | Adet | 0 | kg | - | Adet | 13.05 | EUR | 0 | TL
| C185-95 | C Klemens - Bakır | Compression Tap-off Copper Connectors C Type - copper | 10 | Adet | 0 | kg | - | Adet | 16.45 | EUR | 0 | TL
| C185 | C Klemens - Bakır | Compression Tap-off Copper Connectors C Type - copper | 10 | Adet | 0 | kg | - | Adet | 18.15 | EUR | 0 | TL
| C240 | C Klemens - Bakır | Compression Tap-off Copper Connectors C Type - copper | 10 | Adet | 0 | kg | - | Adet | 18.2 | EUR | 0 | TL
| C240-120 | C Klemens - Bakır | Compression Tap-off Copper Connectors C Type - copper | 10 | Adet | 0 | kg | - | Adet | 28.95 | EUR | 0 | TL
| C6E | C Klemens -Kalay Kaplı | Compression Tap-off Copper Connectors C Type - Tin-plated Copper | 100 | Adet | 0 | kg | - | Adet | 0.97 | EUR | 0 | TL
| C10E | C Klemens -Kalay Kaplı | Compression Tap-off Copper Connectors C Type - Tin-plated Copper | 100 | Adet | 0 | kg | - | Adet | 1.815 | EUR | 0 | TL
| C16E | C Klemens -Kalay Kaplı | Compression Tap-off Copper Connectors C Type - Tin-plated Copper | 100 | Adet | 0 | kg | - | Adet | 2.955 | EUR | 0 | TL
| C25-10E | C Klemens -Kalay Kaplı | Compression Tap-off Copper Connectors C Type - Tin-plated Copper | 100 | Adet | 0 | kg | - | Adet | 4.115 | EUR | 0 | TL
| C25PME | C Klemens -Kalay Kaplı | Compression Tap-off Copper Connectors C Type - Tin-plated Copper | 50 | Adet | 0 | kg | - | Adet | 2.505 | EUR | 0 | TL
| C25E | C Klemens -Kalay Kaplı | Compression Tap-off Copper Connectors C Type - Tin-plated Copper | 50 | Adet | 0 | kg | - | Adet | 3.38 | EUR | 0 | TL
| C35E | C Klemens -Kalay Kaplı | Compression Tap-off Copper Connectors C Type - Tin-plated Copper | 50 | Adet | 0 | kg | - | Adet | 3.72 | EUR | 0 | TL
| C50E | C Klemens -Kalay Kaplı | Compression Tap-off Copper Connectors C Type - Tin-plated Copper | 50 | Adet | 0 | kg | - | Adet | 5.61 | EUR | 0 | TL
| C70-35E | C Klemens -Kalay Kaplı | Compression Tap-off Copper Connectors C Type - Tin-plated Copper | 25 | Adet | 0 | kg | - | Adet | 7.915 | EUR | 0 | TL
| C70E | C Klemens -Kalay Kaplı | Compression Tap-off Copper Connectors C Type - Tin-plated Copper | 25 | Adet | 0 | kg | - | Adet | 7.075 | EUR | 0 | TL
| C75E | C Klemens -Kalay Kaplı | Compression Tap-off Copper Connectors C Type - Tin-plated Copper | 25 | Adet | 0 | kg | - | Adet | 9.225 | EUR | 0 | TL
| C95-35E | C Klemens -Kalay Kaplı | Compression Tap-off Copper Connectors C Type - Tin-plated Copper | 25 | Adet | 0 | kg | - | Adet | 10.665 | EUR | 0 | TL
| C95E | C Klemens -Kalay Kaplı | Compression Tap-off Copper Connectors C Type - Tin-plated Copper | 25 | Adet | 0 | kg | - | Adet | 11.3 | EUR | 0 | TL
| C120E | C Klemens -Kalay Kaplı | Compression Tap-off Copper Connectors C Type - Tin-plated Copper | 25 | Adet | 0 | kg | - | Adet | 11.7 | EUR | 0 | TL
| C150E | C Klemens -Kalay Kaplı | Compression Tap-off Copper Connectors C Type - Tin-plated Copper | 10 | Adet | 0 | kg | - | Adet | 13.6 | EUR | 0 | TL
| C185-95E | C Klemens -Kalay Kaplı | Compression Tap-off Copper Connectors C Type - Tin-plated Copper | 10 | Adet | 0 | kg | - | Adet | 17.75 | EUR | 0 | TL
| C185E | C Klemens -Kalay Kaplı | Compression Tap-off Copper Connectors C Type - Tin-plated Copper | 10 | Adet | 0 | kg | - | Adet | 18.35 | EUR | 0 | TL
| C240E | C Klemens -Kalay Kaplı | Compression Tap-off Copper Connectors C Type - Tin-plated Copper | 10 | Adet | 0 | kg | - | Adet | 24.2 | EUR | 0 | TL
| C240-120E | C Klemens -Kalay Kaplı | Compression Tap-off Copper Connectors C Type - Tin-plated Copper | 10 | Adet | 0 | kg | - | Adet | 32.25 | EUR | 0 | TL
| RG2-16 | Tırnaklı Klemens | Clamp Connectors Swivelling Connecting Clamps | 50 | Adet | 0 | kg | - | Adet | 7.25 | EUR | 0 | TL
| RG2-16B | Tırnaklı Klemens | Clamp Connectors Swivelling Connecting Clamps | 50 | Adet | 0 | kg | - | Adet | 21.9 | EUR | 0 | TL
| RG1-25 | Tırnaklı Klemens | Clamp Connectors Swivelling Connecting Clamps | 50 | Adet | 0 | kg | - | Adet | 9.7 | EUR | 0 | TL
| RG1-25B | Tırnaklı Klemens | Clamp Connectors Swivelling Connecting Clamps | 50 | Adet | 0 | kg | - | Adet | 12.5 | EUR | 0 | TL
| RG2-35 | Tırnaklı Klemens | Clamp Connectors Swivelling Connecting Clamps | 25 | Adet | 0 | kg | - | Adet | 10.5 | EUR | 0 | TL
| RG2-35B | Tırnaklı Klemens | Clamp Connectors Swivelling Connecting Clamps | 25 | Adet | 0 | kg | - | Adet | 25.25 | EUR | 0 | TL
| RG2-50 | Tırnaklı Klemens | Clamp Connectors Swivelling Connecting Clamps | 25 | Adet | 0 | kg | - | Adet | 10.9 | EUR | 0 | TL
| RG2-50B | Tırnaklı Klemens | Clamp Connectors Swivelling Connecting Clamps | 25 | Adet | 0 | kg | - | Adet | 43.2 | EUR | 0 | TL
| RG2-95 | Tırnaklı Klemens | Clamp Connectors Swivelling Connecting Clamps | 10 | Adet | 0 | kg | - | Adet | 20.8 | EUR | 0 | TL
| RG2-95B | Tırnaklı Klemens | Clamp Connectors Swivelling Connecting Clamps | 10 | Adet | 0 | kg | - | Adet | 47.65 | EUR | 0 | TL
| RG2-150 | Tırnaklı Klemens | Clamp Connectors Swivelling Connecting Clamps | 10 | Adet | 0 | kg | - | Adet | 24.7 | EUR | 0 | TL
| RG2-150B | Tırnaklı Klemens | Clamp Connectors Swivelling Connecting Clamps | 10 | Adet | 0 | kg | - | Adet | 35.05 | EUR | 0 | TL
| PO95 | Döner Bağlantı Klemensi | Swiveling Connecting | 6 | Adet | 0 | kg | - | Adet | 21.75 | EUR | 0 | TL
| PO150 | Döner Bağlantı Klemensi | Swiveling Connecting | 6 | Adet | 0 | kg | - | Adet | 21.95 | EUR | 0 | TL
| PO240 | Döner Bağlantı Klemensi | Swiveling Connecting | 3 | Adet | 0 | kg | - | Adet | 35.05 | EUR | 0 | TL
8680734722496 | U-6 | 6 'LIK U KLEMENS | U clamp 6 mm² | 300 | Adet | - | kg | - | Adet | 0.67 | USD | 0 | TL
8680734722427 | U-10 | 10 'LUK U KLEMENS | U clamp 10 mm² | 250 | Adet | - | kg | - | Adet | 1.04 | USD | 0 | TL
8680734722458 | U-16 | 16 'LIK U KLEMENS | U clamp 16 mm² | 125 | Adet | - | kg | - | Adet | 1.56 | USD | 0 | TL
8680734722465 | U-25 | 25 'LİK U KLEMENS | U clamp 25 mm² | 100 | Adet | - | kg | - | Adet | 1.78 | USD | 0 | TL
8680734722472 | U-35 | 35 'LİK U KLEMENS | U clamp 35 mm² | 100 | Adet | - | kg | - | Adet | 2.3 | USD | 0 | TL
8680734722489 | U-50 | 50 'LİK U KLEMENS | U clamp 50 mm² | 50 | Adet | - | kg | - | Adet | 4.23 | USD | 0 | TL
8680734722502 | U-70 | 70 'LİK U KLEMENS | U clamp 70 mm² | 40 | Adet | - | kg | - | Adet | 5.495 | USD | 0 | TL
| KS90 | KS Serisi - Bakır Dağıtıcı Konnektör | KS Series - Tap-off Connectors for Copper Conductors | 0 | Adet | 0 | kg | - | Adet | 7.85 | EUR | 0 | TL
| KS15 | KS Serisi - Bakır Dağıtıcı Konnektör | KS Series - Tap-off Connectors for Copper Conductors | 0 | Adet | 0 | kg | - | Adet | 7.85 | EUR | 0 | TL
| KS17 | KS Serisi - Bakır Dağıtıcı Konnektör | KS Series - Tap-off Connectors for Copper Conductors | 0 | Adet | 0 | kg | - | Adet | 10.3 | EUR | 0 | TL
| KS20 | KS Serisi - Bakır Dağıtıcı Konnektör | KS Series - Tap-off Connectors for Copper Conductors | 0 | Adet | 0 | kg | - | Adet | 12.7 | EUR | 0 | TL
| KS22 | KS Serisi - Bakır Dağıtıcı Konnektör | KS Series - Tap-off Connectors for Copper Conductors | 0 | Adet | 0 | kg | - | Adet | 13 | EUR | 0 | TL
| KS23 | KS Serisi - Bakır Dağıtıcı Konnektör | KS Series - Tap-off Connectors for Copper Conductors | 0 | Adet | 0 | kg | - | Adet | 16.95 | EUR | 0 | TL
| KS25 | KS Serisi - Bakır Dağıtıcı Konnektör | KS Series - Tap-off Connectors for Copper Conductors | 0 | Adet | 0 | kg | - | Adet | 24.2 | EUR | 0 | TL
| KS26 | KS Serisi - Bakır Dağıtıcı Konnektör | KS Series - Tap-off Connectors for Copper Conductors | 0 | Adet | 0 | kg | - | Adet | 32.65 | EUR | 0 | TL
| KS27 | KS Serisi - Bakır Dağıtıcı Konnektör | KS Series - Tap-off Connectors for Copper Conductors | 0 | Adet | 0 | kg | - | Adet | 47.2 | EUR | 0 | TL
| KS29 | KS Serisi - Bakır Dağıtıcı Konnektör | KS Series - Tap-off Connectors for Copper Conductors | 0 | Adet | 0 | kg | - | Adet | 102.85 | EUR | 0 | TL
| KS31 | KS Serisi - Bakır Dağıtıcı Konnektör | KS Series - Tap-off Connectors for Copper Conductors | 0 | Adet | 0 | kg | - | Adet | 151.5 | EUR | 0 | TL
| KS34 | KS Serisi - Bakır Dağıtıcı Konnektör | KS Series - Tap-off Connectors for Copper Conductors | 0 | Adet | 0 | kg | - | Adet | 193.5 | EUR | 0 | TL
| KS39 | KS Serisi - Bakır Dağıtıcı Konnektör | KS Series - Tap-off Connectors for Copper Conductors | 0 | Adet | 0 | kg | - | Adet | 320.5 | EUR | 0 | TL
| KS44 | KS Serisi - Bakır Dağıtıcı Konnektör | KS Series - Tap-off Connectors for Copper Conductors | 0 | Adet | 0 | kg | - | Adet | 447.5 | EUR | 0 | TL
| KSU17 | KSU Serisi - Alüminyum Alaşımlı Dağıtıcı Konnektör | KSU Series - Tap-off Connectors for Copper Aluminum Conductors | 0 | Adet | 0 | kg | - | Adet | 17 | EUR | 0 | TL
| KSU20 | KSU Serisi - Alüminyum Alaşımlı Dağıtıcı Konnektör | KSU Series - Tap-off Connectors for Copper Aluminum Conductors | 0 | Adet | 0 | kg | - | Adet | 20 | EUR | 0 | TL
| KSU22 | KSU Serisi - Alüminyum Alaşımlı Dağıtıcı Konnektör | KSU Series - Tap-off Connectors for Copper Aluminum Conductors | 0 | Adet | 0 | kg | - | Adet | 20.5 | EUR | 0 | TL
| KSU23 | KSU Serisi - Alüminyum Alaşımlı Dağıtıcı Konnektör | KSU Series - Tap-off Connectors for Copper Aluminum Conductors | 0 | Adet | 0 | kg | - | Adet | 23 | EUR | 0 | TL
| KSU25 | KSU Serisi - Alüminyum Alaşımlı Dağıtıcı Konnektör | KSU Series - Tap-off Connectors for Copper Aluminum Conductors | 0 | Adet | 0 | kg | - | Adet | 31.5 | EUR | 0 | TL
| KSU26 | KSU Serisi - Alüminyum Alaşımlı Dağıtıcı Konnektör | KSU Series - Tap-off Connectors for Copper Aluminum Conductors | 0 | Adet | 0 | kg | - | Adet | 44.5 | EUR | 0 | TL
| KSU27 | KSU Serisi - Alüminyum Alaşımlı Dağıtıcı Konnektör | KSU Series - Tap-off Connectors for Copper Aluminum Conductors | 0 | Adet | 0 | kg | - | Adet | 40 | EUR | 0 | TL
| KSU29 | KSU Serisi - Alüminyum Alaşımlı Dağıtıcı Konnektör | KSU Series - Tap-off Connectors for Copper Aluminum Conductors | 0 | Adet | 0 | kg | - | Adet | 145 | EUR | 0 | TL
| KSU31 | KSU Serisi - Alüminyum Alaşımlı Dağıtıcı Konnektör | KSU Series - Tap-off Connectors for Copper Aluminum Conductors | 0 | Adet | 0 | kg | - | Adet | 199.5 | EUR | 0 | TL
| KSU34 | KSU Serisi - Alüminyum Alaşımlı Dağıtıcı Konnektör | KSU Series - Tap-off Connectors for Copper Aluminum Conductors | 0 | Adet | 0 | kg | - | Adet | 254 | EUR | 0 | TL
8680734741817 | BIY1252 | Buat İçi Yaylı Klemens 2 Kutuplu Şeffaf (Kırmızı) (2 mm² ye Kadar) | Push-in Type Connector 2 Ports (Red) | 100 | Adet | 0 | kg | - | Adet | 0.155 | USD | 0 | TL
8680734741824 | BIY1253 | Buat İçi Yaylı Klemens 3 Kutuplu Şeffaf (Turuncu) (2 mm² ye Kadar) | Push-in Type Connector 3 Ports (Orange) | 100 | Adet | 0 | kg | - | Adet | 0.17 | USD | 0 | TL
8680734741831 | BIY1254 | Buat İçi Yaylı Klemens 4 Kutuplu Şeffaf (Sarı) (2 mm² ye Kadar) | Push-in Type Connector 4 Ports (Yellow) | 100 | Adet | 0 | kg | - | Adet | 0.2 | USD | 0 | TL
8680734741848 | BIY1255 | Buat İçi Yaylı Klemens 5 Kutuplu Şeffaf (Gri) (2 mm² ye Kadar) | Push-in Type Connector 5 Ports (Grey) | 100 | Adet | 0 | kg | - | Adet | 0.23 | USD | 0 | TL
8680734741855 | BIY1258 | Buat İçi Yaylı Klemens 8 Kutuplu Şeffaf (Siyah) (2 mm² ye Kadar) | Push-in Type Connector 8 Ports (Black) | 100 | Adet | 0 | kg | - | Adet | 0.525 | USD | 0 | TL
8680734741862 | BIY140 | Buat İçi Yaylı Klemens 3 Kutuplu 4mm2 (4 mm² ye Kadar) | 4mm2 Push-in Type Connectors Type Connectors 3 Ports | 500 | Adet | 0 | kg | - | Adet | 0.44 | USD | 0 | TL
8680734741879 | BIY1442 | Tırnaklı Klemens 2 Kutuplu Şeffaf Kalın | Compact Splicing Connector 2 Ports (Thick Lever) | 100 | Adet | 0 | kg | - | Adet | 0.43 | USD | 0 | TL
8680734741886 | BIY1443 | Tırnaklı Klemens 3 Kutuplu Şeffaf Kalın | Compact Splicing Connector 3 Ports (Thick Lever) | 100 | Adet | 0 | kg | - | Adet | 0.545 | USD | 0 | TL
8680734741893 | BIY1445 | Tırnaklı Klemens 5 Kutuplu Şeffaf Kalın | Compact Splicing Connector 5 Ports (Thick Lever) | 100 | Adet | 0 | kg | - | Adet | 0.79 | USD | 0 | TL
8680734741930 | BIY75251 | Aydınlatma Klemensi Tekli (Gri) | Lighting Connectors (Grey) | 500 | Adet | 0 | kg | - | Adet | 0.56 | USD | 0 | TL
8680734741947 | BIY75252 | Aydınlatma Klemensi İkili (Beyaz) | Lighting Connectors (White) | 500 | Adet | 0 | kg | - | Adet | 0.63 | USD | 0 | TL
8680734741961 | YK0652 | Yüksük Klemens Yanmaz Gri 0.65-2.62 Mm2 | Screw-on Wire Connectors Grey 0.65-2.62 Mm2 | 1000 | Adet | 0 | kg | - | Adet | 0.035 | USD | 0 | TL
8680734741978 | YK0653 | Yüksük Klemens Yanmaz Mavi 0.65-3.93 mm2 | Screw-on Wire Connectors Blue 0.65-3.93 mm2 | 1000 | Adet | 0 | kg | - | Adet | 0.045 | USD | 0 | TL
8680734741992 | YK1356 | Yüksük Klemens Yanmaz Turuncu 1.34-5.76 mm2 | Screw-on Wire Connectors Orange 1.34-5.76 mm2 | 500 | Adet | 0 | kg | - | Adet | 0.06 | USD | 0 | TL
8680734741985 | YK069 | Yüksük Klemens Yanmaz Sarı 1.64-9.14 mm2 | Screw-on Wire Connectors Yellow 1.64-9.14 mm2 | 500 | Adet | 0 | kg | - | Adet | 0.08 | USD | 0 | TL
8680734742005 | YK417 | Yüksük Klemens Yanmaz Kırmızı 4.16-17.14 Mm2 | Screw-on Wire Connectors Red 4.16-17.14 Mm2 | 500 | Adet | 0 | kg | - | Adet | 0.13 | USD | 0 | TL
8680734745587 | KYK169 | Yüksük Klemens Yanmaz Kelebek Tipi Sarı 1.64-9.93 Mm2 | Winged Wire Connectors Yellow 1.64-9.93 Mm2 | 500 | Adet | 0 | kg | - | Adet | 0.13 | USD | 0 | TL
8680734745556 | KYK069 | Yüksük Klemens Yanmaz Kelebek Tipi Bej 0.65-9.93 Mm2 | Winged Wire Connectors Bej 0.65-9.93 Mm2 | 50 | Adet | 0 | kg | - | Adet | 0.15 | USD | 0 | TL
8680734745563 | KYK16211 | Yüksük Klemens Yanmaz Kelebek Tipi Kırmızı 1.64-21.00 Mm2 | Winged Wire Connectors Red 1.64-21.00 Mm2 | 500 | Adet | 0 | kg | - | Adet | 0.155 | USD | 0 | TL
8680734745570 | KYK16212 | Yüksük Klemens Yanmaz Kelebek Tipi Gri 1.64-21.00 Mm2 | Winged Wire Connectors Grey 1.64-21.00 Mm2 | 250 | Adet | 0 | kg | - | Adet | 0.275 | USD | 0 | TL
8680734745594 | KYK929 | Yüksük Klemens Yanmaz Kelebek Tipi Mavi 9.93-21.00 Mm2 | Winged Wire Connectors Blue 9.93-21.00 Mm2 | 100 | Adet | 0 | kg | - | Adet | 0.345 | USD | 0 | TL
8680734717508 | TA-10727 | 10727 KÜÇÜK KAPATMA PARÇASI | 10727 Plastic Sleeve - Small | 100 | Adet | 0 | kg | - | Adet | 0.0635 | EUR | 0 | TL
8680734717515 | TA-10732 | 10732 BÜYÜK KAPATMA PARÇASI | 10732 Plastic Sleeve - Big | 100 | Adet | 0 | kg | - | Adet | 0.085 | EUR | 0 | TL
8680734735045 | S-MBR-153 | 1mm 53 cm MONOFAZE MÜŞTEREK W OTOMAT BARA (30 OTOMAT İÇİN) | 1mm 53 cm Mono Phase Busbar(30 modules) | 100 | Adet | - | kg | - | Adet | 4.75 | USD | 0 | TL
8680734735021 | S-MBR-1106 | 1mm 106 cm MONOFAZE MÜŞTEREK W OTOMAT BARA (56 OTOMAT İÇİN) | 1mm 106 cm Mono Phase Busbar (56 modules ) | 100 | Adet | - | kg | - | Adet | 8.55 | USD | 0 | TL
8680734735052 | S-MBR-1553 | 1,5mm 53 cm MONOFAZE MÜŞTEREK W OTOMAT BARA (30 OTOMAT İÇİN) | 1,5mm 53 cm Mono Phase Busbar (30 Modules) | 100 | Adet | - | kg | - | Adet | 6.15 | USD | 0 | TL
8680734735038 | S-MBR-15106 | 1,5mm 106 cm MONOFAZE MÜŞTEREK W OTOMAT BARA (56 OTOMAT İÇİN) | 1,5mm 106 cm Mono Phase Busbar (56 modules ) | 100 | Adet | - | kg | - | Adet | 11.5 | USD | 0 | TL
8680734735137 | S-TBR-122 | 1mm 22 cm TRİFAZE MÜŞTEREK W OTOMAT BARA (4 GRUP İÇİN) | 1mm 22 cm Three Phase Busbar (4 Groups) | 25 | Adet | - | kg | - | Adet | 5.15 | USD | 0 | TL
8680734735144 | S-TBR-133 | 1mmx33 cm TRİFAZE MÜŞTEREK W OTOMAT BARA (6 GRUP İÇİN) | 1mm 33 cm Three Phase Busbar (6 Groups) | 25 | Adet | - | kg | - | Adet | 7.2 | USD | 0 | TL
8680734735151 | S-TBR-144 | 1mm 44 cm TRİFAZE MÜŞTEREK W OTOMAT BARA (8 GRUP İÇİN) | 1mm 44 cm Three Phase Busbar (8 Groups) | 25 | Adet | - | kg | - | Adet | 9.3 | USD | 0 | TL
8680734735182 | S-TBR-153 | 1mm 53 cm TRİFAZE MÜŞTEREK W OTOMAT BARA (10 GRUP İÇİN) | 1mm 53 cm Three Phase Busbar(10 Groups ) | 25 | Adet | - | kg | - | Adet | 11 | USD | 0 | TL
8680734735120 | S-TBR-1106 | 1mm 106 cm TRİFAZE MÜŞTEREK W OTOMAT BARA (19 GRUP İÇİN) | 1mm 106 cm Three Phase Busbar(19 Groups ) | 25 | Adet | - | kg | - | Adet | 21.25 | USD | 0 | TL
8680734735175 | S-TBR-1522 | 1,5mm 22 cm TRİFAZE MÜŞTEREK W OTOMAT BARA (4 GRUP İÇİN) | 1,5mm 22 cm Three Phase Busbar(4 Groups ) | 10 | Adet | - | kg | - | Adet | 6.7 | USD | 0 | TL
8680734735199 | S-TBR-1533 | 1,5mm 33 cm TRİFAZE MÜŞTEREK W OTOMAT BARA (6 GRUP İÇİN) | 1,5mm 33 cm Three Phase Busbar (6 Groups) | 10 | Adet | - | kg | - | Adet | 9.65 | USD | 0 | TL
8680734735205 | S-TBR-1544 | 1,5mm 44 cm TRİFAZE MÜŞTEREK W OTOMAT BARA (8 GRUP İÇİN) | 1,5mm 44 cm Three Phase Busbar (8 Groups) | 10 | Adet | - | kg | - | Adet | 12.5 | USD | 0 | TL
8680734735212 | S-TBR-1553 | 1,5mm 53 cm TRİFAZE MÜŞTEREK W OTOMAT BARA (10 GRUP İÇİN) | 1,5mm 53 cm Three Phase Busbar (10 Groups) | 25 | Adet | - | kg | - | Adet | 14.9 | USD | 0 | TL
8680734735168 | S-TBR-15106 | 1,5mm 106 cm TRİFAZE MÜŞTEREK W OTOMAT BARA (19 GRUP İÇİN) | 1,5mm 106 cm Three Phase Busbar(19 Groups ) | 25 | Adet | - | kg | - | Adet | 28.9 | USD | 0 | TL
8680734735625 | S-TBR-KAP | TRİFAZE BARA KAPAĞI | Busbar end cap | 100 | Adet | - | kg | - | Adet | 0.135 | USD | 0 | TL
8680734735069 | S-NBR-151531 | 15mmx1,5mm 1mt NÖTR TOPRAKLAMA BARASI (31 VİDA) | 15mmx1,5mm 1mt Neutral Busbar (31 SCREWS) | 50 | Adet | - | kg | - | Adet | 8.9 | USD | 0 | TL
8680734735076 | S-NBR-151561 | 15mmx1,5mm 1mt NÖTR TOPRAKLAMA BARASI (61 VİDA) | 15mmx1,5mm 1mt Neutral Busbar (61 SCREWS) | 50 | Adet | - | kg | - | Adet | 10.65 | USD | 0 | TL
8680734735083 | S-NBR-152031 | 15mmx2mm 1mt NÖTR TOPRAKLAMA BARASI (31 VİDA) | 15mmx2mm 1mt Neutral Busbar (31 SCREWS) | 50 | Adet | - | kg | - | Adet | 11.2 | USD | 0 | TL
8680734735090 | S-NBR-152061 | 15mmx2mm 1mt NÖTR TOPRAKLAMA BARASI (61 VİDA) | 15mmx2mm 1mt Neutral Busbar (61 SCREWS) | 50 | Adet |  | kg | - | Adet | 13 | USD | 0 | TL
8680734730811 | SFK-DNT-105 | SFK-DNT-105*1 KUTUP 5DELİK DAĞITICI ÜNİTE | Terminal Blocks 1x5 | 50 | Adet | - | kg | - | Adet | 3.4 | USD | 0 | TL
8680734730828 | SFK-DNT-108 | SFK-DNT-108*1 KUTUP 8DELİK DAĞITICI ÜNİTE | Terminal Blocks 1x8 | 40 | Adet | - | kg | - | Adet | 4.2 | USD | 0 | TL
8680734730835 | SFK-DNT-110 | SFK-DNT-110*1 KUTUP 10DELİK DAĞITICI ÜNİTE | Terminal Blocks 1x10 | 30 | Adet | - | kg | - | Adet | 4.75 | USD | 0 | TL
8680734730842 | SFK-DNT-113 | SFK-DNT-113*1 KUTUP 13DELİK DAĞITICI ÜNİTE | Terminal Blocks 1x13 | 30 | Adet | - | kg | - | Adet | 5.7 | USD | 0 | TL
8680734730859 | SFK-DNT-118 | SFK-DNT-118*1 KUTUP 18DELİK DAĞITICI ÜNİTE | Terminal Blocks 1x18 | 20 | Adet | - | kg | - | Adet | 7.1 | USD | 0 | TL
8680734730866 | SFK-DNT-120 | SFK-DNT-120*1 KUTUP 20DELİK DAĞITICI ÜNİTE | Terminal Blocks 1x20 | 20 | Adet | - | kg | - | Adet | 7.25 | USD | 0 | TL
8680734730873 | SFK-DNT-123 | SFK-DNT-123*1 KUTUP 23DELİK DAĞITICI ÜNİTE | Terminal Blocks 1x23 | 20 | Adet | - | kg | - | Adet | 8.05 | USD | 0 | TL
8680734730897 | SFK-DNT-205/80 | SFK-DNT-205/80*2 KUTUP 5DELİK DAĞITICI ÜNİTE | Terminal Blocks 2x5 | 30 | Adet | - | kg | - | Adet | 7.25 | USD | 0 | TL
8680734730910 | SFK-DNT-208/80 | SFK-DNT-208/80*2 KUTUP 8DELİK DAĞITICI ÜNİTE | Terminal Blocks 2x8 | 25 | Adet | - | kg | - | Adet | 8.8 | USD | 0 | TL
8680734730934 | SFK-DNT-210/80 | SFK-DNT-210/80*2 KUTUP 10DELİK DAĞITICI ÜNİTE | Terminal Blocks 2x10 | 25 | Adet | - | kg | - | Adet | 10 | USD | 0 | TL
8680734730958 | SFK-DNT-213/80 | SFK-DNT-213/80*2 KUTUP 13DELİK DAĞITICI ÜNİTE | Terminal Blocks 2x13 | 25 | Adet | - | kg | - | Adet | 11.35 | USD | 0 | TL
8680734730972 | SFK-DNT-218/80 | SFK-DNT-218/80*2 KUTUP 18DELİK DAĞITICI ÜNİTE | Terminal Blocks 2x18 | 12 | Adet | - | kg | - | Adet | 14.5 | USD | 0 | TL
8680734730996 | SFK-DNT-220/80 | SFK-DNT-220/80*2 KUTUP 20DELİK DAĞITICI ÜNİTE | Terminal Blocks 2x20 | 12 | Adet | - | kg | - | Adet | 15.7 | USD | 0 | TL
8680734731016 | SFK-DNT-223/80 | SFK-DNT-223/80*2 KUTUP 23DELİK DAĞITICI ÜNİTE | Terminal Blocks 2x23 | 12 | Adet | - | kg | - | Adet | 17.45 | USD | 0 | TL
8680734730880 | SFK-DNT-205/125 | SFK-DNT-205/125*2 KUTUP 5DELİK DAĞITICI ÜNİTE | Terminal Blocks 2x5 | 30 | Adet | - | kg | - | Adet | 7.75 | USD | 0 | TL
8680734730903 | SFK-DNT-208/125 | SFK-DNT-208/125*2 KUTUP 8DELİK DAĞITICI ÜNİTE | Terminal Blocks 2x8 | 25 | Adet | - | kg | - | Adet | 9.3 | USD | 0 | TL
8680734730927 | SFK-DNT-210/125 | SFK-DNT-210/125*2 KUTUP 10DELİK DAĞITICI ÜNİTE | Terminal Blocks 2x10 | 25 | Adet | - | kg | - | Adet | 10.15 | USD | 0 | TL
8680734730941 | SFK-DNT-213/125 | SFK-DNT-213/125*2 KUTUP 13DELİK DAĞITICI ÜNİTE | Terminal Blocks 2x13 | 25 | Adet | - | kg | - | Adet | 13.2 | USD | 0 | TL
8680734730965 | SFK-DNT-218/125 | SFK-DNT-218/125*2 KUTUP 18DELİK DAĞITICI ÜNİTE | Terminal Blocks 2x18 | 12 | Adet | - | kg | - | Adet | 16.9 | USD | 0 | TL
8680734730989 | SFK-DNT-220/125 | SFK-DNT-220/125*2 KUTUP 20DELİK DAĞITICI ÜNİTE | Terminal Blocks 2x20 | 12 | Adet | - | kg | - | Adet | 17.8 | USD | 0 | TL
8680734731009 | SFK-DNT-223/125 | SFK-DNT-223/125*2 KUTUP 23DELİK DAĞITICI ÜNİTE | Terminal Blocks 2x23 | 12 | Adet | - | kg | - | Adet | 19.8 | USD | 0 | TL
8680734731030 | SFK-DNT-305/80 | SFK-DNT-305/80*3 KUTUP 5DELİK DAĞITICI ÜNİTE | Terminal Blocks 3x5 | 15 | Adet | - | kg | - | Adet | 10.55 | USD | 0 | TL
8680734731054 | SFK-DNT-308/80 | SFK-DNT-308/80*3 KUTUP 8DELİK DAĞITICI ÜNİTE | Terminal Blocks 3x8 | 10 | Adet | - | kg | - | Adet | 12.25 | USD | 0 | TL
8680734731078 | SFK-DNT-310/80 | SFK-DNT-310/80*3 KUTUP 10DELİK DAĞITICI ÜNİTE | Terminal Blocks 3x10 | 10 | Adet | - | kg | - | Adet | 13.85 | USD | 0 | TL
8680734731092 | SFK-DNT-313/80 | SFK-DNT-313/80*3 KUTUP 13DELİK DAĞITICI ÜNİTE | Terminal Blocks 3x13 | 10 | Adet | - | kg | - | Adet | 15.65 | USD | 0 | TL
8680734731115 | SFK-DNT-318/80 | SFK-DNT-318/80*3 KUTUP 18DELİK DAĞITICI ÜNİTE | Terminal Blocks 3x18 | 6 | Adet | - | kg | - | Adet | 19.9 | USD | 0 | TL
8680734731139 | SFK-DNT-320/80 | SFK-DNT-320/80*3 KUTUP 20DELİK DAĞITICI ÜNİTE | Terminal Blocks 3x20 | 6 | Adet | - | kg | - | Adet | 21.35 | USD | 0 | TL
8680734731153 | SFK-DNT-323/80 | SFK-DNT-323/80*3 KUTUP 23DELİK DAĞITICI ÜNİTE | Terminal Blocks 3x23 | 6 | Adet | - | kg | - | Adet | 23.75 | USD | 0 | TL
8680734731023 | SFK-DNT-305/125 | SFK-DNT-305/125*3 KUTUP 5DELİK DAĞITICI ÜNİTE | Terminal Blocks 3x5 | 15 | Adet | - | kg | - | Adet | 12.85 | USD | 0 | TL
8680734731047 | SFK-DNT-308/125 | SFK-DNT-308/125*3 KUTUP 8DELİK DAĞITICI ÜNİTE | Terminal Blocks 3x8 | 10 | Adet | - | kg | - | Adet | 16.4 | USD | 0 | TL
8680734731061 | SFK-DNT-310/125 | SFK-DNT-310/125*3 KUTUP 10DELİK DAĞITICI ÜNİTE | Terminal Blocks 3x10 | 10 | Adet | - | kg | - | Adet | 19 | USD | 0 | TL
8680734731085 | SFK-DNT-313/125 | SFK-DNT-313/125*3 KUTUP 13DELİK DAĞITICI ÜNİTE | Terminal Blocks 3x13 | 10 | Adet | - | kg | - | Adet | 23.2 | USD | 0 | TL
8680734731108 | SFK-DNT-318/125 | SFK-DNT-318/125*3 KUTUP 18DELİK DAĞITICI ÜNİTE | Terminal Blocks 3x18 | 6 | Adet | - | kg | - | Adet | 29.45 | USD | 0 | TL
8680734731122 | SFK-DNT-320/125 | SFK-DNT-320/125*3 KUTUP 20DELİK DAĞITICI ÜNİTE | Terminal Blocks 3x20 | 6 | Adet | - | kg | - | Adet | 31 | USD | 0 | TL
8680734731146 | SFK-DNT-323/125 | SFK-DNT-323/125*3 KUTUP 23DELİK DAĞITICI ÜNİTE | Terminal Blocks 3x23 | 6 | Adet | - | kg | - | Adet | 34.7 | USD | 0 | TL
8680734746416 | SFK-DNT-305/160 | SFK-DNT-305/160*3 KUTUP 5DELİK DAĞITICI ÜNİTE | Terminal Blocks 3x5 | 15 | Adet | - | kg | - | Adet | 27.7 | USD | 0 | TL
8680734746423 | SFK-DNT-308/160 | SFK-DNT-308/160*3 KUTUP 8DELİK DAĞITICI ÜNİTE | Terminal Blocks 3x8 | 12 | Adet | - | kg | - | Adet | 38.15 | USD | 0 | TL
8680734746430 | SFK-DNT-310/160 | SFK-DNT-310/160*3 KUTUP 10DELİK DAĞITICI ÜNİTE | Terminal Blocks 3x10 | 12 | Adet | - | kg | - | Adet | 45.8 | USD | 0 | TL
8680734746447 | SFK-DNT-313/160 | SFK-DNT-313/160*3 KUTUP 13DELİK DAĞITICI ÜNİTE | Terminal Blocks 3x13 | 12 | Adet | - | kg | - | Adet | 53.75 | USD | 0 | TL
8680734746454 | SFK-DNT-318/160 | SFK-DNT-318/160*3 KUTUP 18DELİK DAĞITICI ÜNİTE | Terminal Blocks 3x18 | 6 | Adet | - | kg | - | Adet | 74.5 | USD | 0 | TL
8680734746461 | SFK-DNT-320/160 | SFK-DNT-320/160*3 KUTUP 20DELİK DAĞITICI ÜNİTE | Terminal Blocks 3x20 | 6 | Adet | - | kg | - | Adet | 83.2 | USD | 0 | TL
8680734746478 | SFK-DNT-323/160 | SFK-DNT-323/160*3 KUTUP 23DELİK DAĞITICI ÜNİTE | Terminal Blocks 3x23 | 6 | Adet | - | kg | - | Adet | 97.1 | USD | 0 | TL
8680734731177 | SFK-DNT-405/80 | SFK-DNT-405/80*4 KUTUP 5DELİK DAĞITICI ÜNİTE | Terminal Blocks 4x5 | 15 | Adet | - | kg | - | Adet | 12.55 | USD | 0 | TL
8680734731191 | SFK-DNT-408/80 | SFK-DNT-408/80*4 KUTUP 8DELİK DAĞITICI ÜNİTE | Terminal Blocks 4x8 | 10 | Adet | - | kg | - | Adet | 14.5 | USD | 0 | TL
8680734731214 | SFK-DNT-410/80 | SFK-DNT-410/80*4 KUTUP 10DELİK DAĞITICI ÜNİTE | Terminal Blocks 4x10 | 10 | Adet | - | kg | - | Adet | 16.6 | USD | 0 | TL
8680734731238 | SFK-DNT-413/80 | SFK-DNT-413/80*4 KUTUP 13DELİK DAĞITICI ÜNİTE | Terminal Blocks 4x13 | 10 | Adet | - | kg | - | Adet | 18.6 | USD | 0 | TL
8680734731252 | SFK-DNT-418/80 | SFK-DNT-418/80*4 KUTUP 18DELİK DAĞITICI ÜNİTE | Terminal Blocks 4x18 | 6 | Adet | - | kg | - | Adet | 23.75 | USD | 0 | TL
8680734731276 | SFK-DNT-420/80 | SFK-DNT-420/80*4 KUTUP 20DELİK DAĞITICI ÜNİTE | Terminal Blocks 4x20 | 6 | Adet | - | kg | - | Adet | 25.75 | USD | 0 | TL
8680734731290 | SFK-DNT-423/80 | SFK-DNT-423/80*4 KUTUP 23DELİK DAĞITICI ÜNİTE | Terminal Blocks 4x23 | 6 | Adet | - | kg | - | Adet | 28.5 | USD | 0 | TL
8680734731160 | SFK-DNT-405/125 | SFK-DNT-405/125*4 KUTUP 5DELİK DAĞITICI ÜNİTE | Terminal Blocks 4x5 | 15 | Adet | - | kg | - | Adet | 14.7 | USD | 0 | TL
8680734731184 | SFK-DNT-408/125 | SFK-DNT-408/125*4 KUTUP 8DELİK DAĞITICI ÜNİTE | Terminal Blocks 4x8 | 10 | Adet | - | kg | - | Adet | 17.3 | USD | 0 | TL
8680734731207 | SFK-DNT-410/125 | SFK-DNT-410/125*4 KUTUP 10DELİK DAĞITICI ÜNİTE | Terminal Blocks 4x10 | 10 | Adet | - | kg | - | Adet | 19.15 | USD | 0 | TL
8680734731221 | SFK-DNT-413/125 | SFK-DNT-413/125*4 KUTUP 13DELİK DAĞITICI ÜNİTE | Terminal Blocks 4x13 | 10 | Adet | - | kg | - | Adet | 23.75 | USD | 0 | TL
8680734731245 | SFK-DNT-418/125 | SFK-DNT-418/125*4 KUTUP 18DELİK DAĞITICI ÜNİTE | Terminal Blocks 4x18 | 6 | Adet | - | kg | - | Adet | 30.35 | USD | 0 | TL
8680734731269 | SFK-DNT-420/125 | SFK-DNT-420/125*4 KUTUP 20DELİK DAĞITICI ÜNİTE | Terminal Blocks 4x13 | 6 | Adet | - | kg | - | Adet | 33 | USD | 0 | TL
8680734731283 | SFK-DNT-423/125 | SFK-DNT-423/125*4 KUTUP 23DELİK DAĞITICI ÜNİTE | Terminal Blocks 4x23 | 6 | Adet | - | kg | - | Adet | 36.95 | USD | 0 | TL
8680734746485 | SFK-DNT-405/160 | SFK-DNT-405/160*4 KUTUP 5DELİK DAĞITICI ÜNİTE | Terminal Blocks 4x5 | 15 | Adet | - | kg | - | Adet | 33.3 | USD | 0 | TL
8680734746492 | SFK-DNT-408/160 | SFK-DNT-408/160*4 KUTUP 8DELİK DAĞITICI ÜNİTE | Terminal Blocks 4x8 | 12 | Adet | - | kg | - | Adet | 41.6 | USD | 0 | TL
8680734746508 | SFK-DNT-410/160 | SFK-DNT-410/160*4 KUTUP 10DELİK DAĞITICI ÜNİTE | Terminal Blocks 4x10 | 12 | Adet | - | kg | - | Adet | 50.3 | USD | 0 | TL
8680734746515 | SFK-DNT-413/160 | SFK-DNT-413/160*4 KUTUP 13DELİK DAĞITICI ÜNİTE | Terminal Blocks 4x13 | 12 | Adet | - | kg | - | Adet | 63.1 | USD | 0 | TL
8680734746348 | SFK-DNT-418/160 | SFK-DNT-418/160*4 KUTUP 18DELİK DAĞITICI ÜNİTE | Terminal Blocks 4x18 | 6 | Adet | - | kg | - | Adet | 78 | USD | 0 | TL
8680734746522 | SFK-DNT-420/160 | SFK-DNT-420/160*4 KUTUP 20DELİK DAĞITICI ÜNİTE | Terminal Blocks 4x20 | 6 | Adet | - | kg | - | Adet | 86.7 | USD | 0 | TL
8680734746539 | SFK-DNT-423/160 | SFK-DNT-423/160*4 KUTUP 23DELİK DAĞITICI ÜNİTE | Terminal Blocks 4x23 | 6 | Adet | - | kg | - | Adet | 102.3 | USD | 0 | TL
8680734734161 | SFK-NK-08006 | 80A. AYAKLI PANO NÖTR KLEMENSİ (6,5X9MM) - 6 DELİKLİ | 80A. Panel Neutral Terminals With Plastic Foot (6,5x9mm) - 6 Terminal Blocks | 125 | Adet | - | kg | - | Adet | 1.85 | USD | 0 | TL
8680734734178 | SFK-NK-08007 | 80A. AYAKLI PANO NÖTR KLEMENSİ (6,5X9MM) - 7 DELİKLİ | 80A. Panel Neutral Terminals With Plastic Foot (6,5x9mm) - 7 Terminal Blocks | 125 | Adet | - | kg | - | Adet | 2 | USD | 0 | TL
8680734734185 | SFK-NK-08009 | 80A. AYAKLI PANO NÖTR KLEMENSİ (6,5X9MM) - 9 DELİKLİ | 80A. Panel Neutral Terminals With Plastic Foot (6,5x9mm) - 9 Terminal Blocks | 100 | Adet | - | kg | - | Adet | 2.35 | USD | 0 | TL
8680734734192 | SFK-NK-08010 | 80A. AYAKLI PANO NÖTR KLEMENSİ (6,5X9MM) - 10 DELİKLİ | 80A. Panel Neutral Terminals With Plastic Foot (6,5x9mm) - 10 Terminal Blocks | 100 | Adet | - | kg | - | Adet | 2.45 | USD | 0 | TL
8680734734208 | SFK-NK-08012 | 80A. AYAKLI PANO NÖTR KLEMENSİ (6,5X9MM) - 12 DELİKLİ | 80A. Panel Neutral Terminals With Plastic Foot (6,5x9mm) - 12 Terminal Blocks | 100 | Adet | - | kg | - | Adet | 2.7 | USD | 0 | TL
8680734734215 | SFK-NK-08015 | 80A. AYAKLI PANO NÖTR KLEMENSİ (6,5X9MM) - 15 DELİKLİ | 80A. Panel Neutral Terminals With Plastic Foot (6,5x9mm) - 15 Terminal Blocks | 75 | Adet | - | kg | - | Adet | 3.2 | USD | 0 | TL
8680734734222 | SFK-NK-08020 | 80A. AYAKLI PANO NÖTR KLEMENSİ (6,5X9MM) - 20 DELİKLİ | 80A. Panel Neutral Terminals With Plastic Foot (6,5x9mm) - 20 Terminal Blocks | 50 | Adet | - | kg | - | Adet | 3.95 | USD | 0 | TL
8680734734239 | SFK-NK-08022 | 80A. AYAKLI PANO NÖTR KLEMENSİ (6,5X9MM) - 22 DELİKLİ | 80A. Panel Neutral Terminals With Plastic Foot (6,5x9mm) - 22 Terminal Blocks | 50 | Adet | - | kg | - | Adet | 4.5 | USD | 0 | TL
8680734734246 | SFK-NK-08025 | 80A. AYAKLI PANO NÖTR KLEMENSİ (6,5X9MM) - 25 DELİKLİ | 80A. Panel Neutral Terminals With Plastic Foot (6,5x9mm) - 25 Terminal Blocks | 50 | Adet | - | kg | - | Adet | 4.75 | USD | 0 | TL
8680734734253 | SFK-NK-08030 | 80A. AYAKLI PANO NÖTR KLEMENSİ (6,5X9MM) - 30 DELİKLİ | 80A. Panel Neutral Terminals With Plastic Foot (6,5x9mm) - 30 Terminal Blocks | 50 | Adet | - | kg | - | Adet | 5.6 | USD | 0 | TL
8680734734260 | SFK-NK-08032 | 80A. AYAKLI PANO NÖTR KLEMENSİ (6,5X9MM) - 32 DELİKLİ | 80A. Panel Neutral Terminals With Plastic Foot (6,5x9mm) - 32 Terminal Blocks | 50 | Adet | - | kg | - | Adet | 5.95 | USD | 0 | TL
8680734734277 | SFK-NK-08042 | 80A. AYAKLI PANO NÖTR KLEMENSİ (6,5X9MM) - 42 DELİKLİ | 80A. Panel Neutral Terminals With Plastic Foot (6,5x9mm) - 42 Terminal Blocks | 40 | Adet | - | kg | - | Adet | 8.05 | USD | 0 | TL
8680734734284 | SFK-NK-08062 | 80A. AYAKLI PANO NÖTR KLEMENSİ (6,5X9MM) - 62 DELİKLİ | 80A. Panel Neutral Terminals With Plastic Foot (6,5x9mm) - 62 Terminal Blocks | 30 | Adet | - | kg | - | Adet | 11.4 | USD | 0 | TL
8680734734291 | SFK-NK-08082 | 80A. AYAKLI PANO NÖTR KLEMENSİ (6,5X9MM) - 82 DELİKLİ | 80A. Panel Neutral Terminals With Plastic Foot (6,5x9mm) - 82 Terminal Blocks | 15 | Adet | - | kg | - | Adet | 14.5 | USD | 0 | TL
8680734734307 | SFK-NK-12506 | 125A. AYAKLI PANO NÖTR KLEMENSİ (7X12MM) - 6 DELİKLİ | 125A. Panel Neutral Terminals With Plastic Foot (7X12mm) - 6 Terminal Blocks | 125 | Adet | - | kg | - | Adet | 2.75 | USD | 0 | TL
8680734734314 | SFK-NK-12507 | 125A. AYAKLI PANO NÖTR KLEMENSİ (7X12MM) - 7 DELİKLİ | 125A. Panel Neutral Terminals With Plastic Foot (7X12mm) - 7 Terminal Blocks | 125 | Adet | - | kg | - | Adet | 2.95 | USD | 0 | TL
8680734734321 | SFK-NK-12509 | 125A. AYAKLI PANO NÖTR KLEMENSİ (7X12MM) - 9 DELİKLİ | 125A. Panel Neutral Terminals With Plastic Foot (7X12mm) - 9 Terminal Blocks | 100 | Adet | - | kg | - | Adet | 3.45 | USD | 0 | TL
8680734734338 | SFK-NK-12510 | 125A. AYAKLI PANO NÖTR KLEMENSİ (7X12MM) - 10 DELİKLİ | 125A. Panel Neutral Terminals With Plastic Foot (7X12mm) - 10 Terminal Blocks | 100 | Adet | - | kg | - | Adet | 3.7 | USD | 0 | TL
8680734734345 | SFK-NK-12512 | 125A. AYAKLI PANO NÖTR KLEMENSİ (7X12MM) - 12 DELİKLİ | 125A. Panel Neutral Terminals With Plastic Foot (7X12mm) - 12 Terminal Blocks | 75 | Adet | - | kg | - | Adet | 4.3 | USD | 0 | TL
8680734734352 | SFK-NK-12515 | 125A. AYAKLI PANO NÖTR KLEMENSİ (7X12MM) - 15 DELİKLİ | 125A. Panel Neutral Terminals With Plastic Foot (7X12mm) - 15 Terminal Blocks | 50 | Adet | - | kg | - | Adet | 5.05 | USD | 0 | TL
8680734734369 | SFK-NK-12520 | 125A. AYAKLI PANO NÖTR KLEMENSİ (7X12MM) - 20 DELİKLİ | 125A. Panel Neutral Terminals With Plastic Foot (7X12mm) - 20 Terminal Blocks | 50 | Adet | - | kg | - | Adet | 6.3 | USD | 0 | TL
8680734734376 | SFK-NK-12522 | 125A. AYAKLI PANO NÖTR KLEMENSİ (7X12MM) - 22 DELİKLİ | 125A. Panel Neutral Terminals With Plastic Foot (7X12mm) - 22 Terminal Blocks | 50 | Adet | - | kg | - | Adet | 7 | USD | 0 | TL
8680734735649 | SFK-NK-12525 | 125A. AYAKLI PANO NÖTR KLEMENSİ (7X12MM) - 25 DELİKLİ | 125A. Panel Neutral Terminals With Plastic Foot (7X12mm) - 25 Terminal Blocks | 50 | Adet | - | kg | - | Adet | 7.55 | USD | 0 | TL
8680734734383 | SFK-NK-12530 | 125A. AYAKLI PANO NÖTR KLEMENSİ (7X12MM) - 30 DELİKLİ | 125A. Panel Neutral Terminals With Plastic Foot (7X12mm) - 30 Terminal Blocks | 50 | Adet | - | kg | - | Adet | 9 | USD | 0 | TL
8680734734390 | SFK-NK-12532 | 125A. AYAKLI PANO NÖTR KLEMENSİ (7X12MM) - 32 DELİKLİ | 125A. Panel Neutral Terminals With Plastic Foot (7X12mm) - 32 Terminal Blocks | 50 | Adet | - | kg | - | Adet | 9.9 | USD | 0 | TL
8680734734406 | SFK-NK-12542 | 125A. AYAKLI PANO NÖTR KLEMENSİ (7X12MM) - 42 DELİKLİ | 125A. Panel Neutral Terminals With Plastic Foot (7X12mm) - 42 Terminal Blocks | 40 | Adet | - | kg | - | Adet | 12.4 | USD | 0 | TL
8680734734413 | SFK-NK-12562 | 125A. AYAKLI PANO NÖTR KLEMENSİ (7X12MM) - 62 DELİKLİ | 125A. Panel Neutral Terminals With Plastic Foot (7X12mm) - 62 Terminal Blocks | 30 | Adet | - | kg | - | Adet | 18.3 | USD | 0 | TL
8680734734420 | SFK-NK-12582 | 125A. AYAKLI PANO NÖTR KLEMENSİ (7X12MM) - 82 DELİKLİ | 125A. Panel Neutral Terminals With Plastic Foot (7X12mm) - 82 Terminal Blocks | 15 | Adet | - | kg | - | Adet | 23.9 | USD | 0 | TL
8680734734437 | SFK-NK-16009 | 160A. AYAKLI PANO NÖTR KLEMENSİ (10x15MM) - 9 DELİKLİ | 160A. Panel Neutral Terminals With Plastic Foot (10x15mm) - 9 Terminal Blocks | 50 | Adet | - | kg | - | Adet | 7.6 | USD | 0 | TL
8680734734444 | SFK-NK-16012 | 160A. AYAKLI PANO NÖTR KLEMENSİ (10x15MM) - 12 DELİKLİ | 160A. Panel Neutral Terminals With Plastic Foot (10x15mm) - 12 Terminal Blocks | 30 | Adet | - | kg | - | Adet | 9.5 | USD | 0 | TL
8680734734451 | SFK-NK-16015 | 160A. AYAKLI PANO NÖTR KLEMENSİ (10x15MM) - 15 DELİKLİ | 160A. Panel Neutral Terminals With Plastic Foot (10x15mm) - 15 Terminal Blocks | 30 | Adet | - | kg | - | Adet | 11.2 | USD | 0 | TL
8680734734468 | SFK-NK-16022 | 160A. AYAKLI PANO NÖTR KLEMENSİ (10x15MM) - 22 DELİKLİ | 160A. Panel Neutral Terminals With Plastic Foot (10x15mm) - 22 Terminal Blocks | 25 | Adet | - | kg | - | Adet | 15.3 | USD | 0 | TL
8680734734475 | SFK-NK-16032 | 160A. AYAKLI PANO NÖTR KLEMENSİ (10x15MM) - 32 DELİKLİ | 160A. Panel Neutral Terminals With Plastic Foot (10x15mm) - 32 Terminal Blocks | 25 | Adet | - | kg | - | Adet | 21.5 | USD | 0 | TL
8680734734482 | SFK-NK-16042 | 160A. AYAKLI PANO NÖTR KLEMENSİ (10x15MM) - 42 DELİKLİ | 160A. Panel Neutral Terminals With Plastic Foot (10x15mm) - 42 Terminal Blocks | 25 | Adet | - | kg | - | Adet | 27.7 | USD | 0 | TL
8680734733829 | SFK-ATK-08006 | 80A. AYAKSIZ PANO TOPRAKLAMA KLEMENSİ (6,5X9MM) - 6 DELİKLİ | 80A. Panel Grounding Terminals Without Plastic Foot (6,5x9mm) - 6 Terminal Blocks | 500 | Adet | - | kg | - | Adet | 1.75 | USD | 0 | TL
8680734733836 | SFK-ATK-08007 | 80A. AYAKSIZ PANO TOPRAKLAMA KLEMENSİ (6,5X9MM) - 7 DELİKLİ | 80A. Panel Grounding Terminals Without Plastic Foot (6,5x9mm) - 7 Terminal Blocks | 350 | Adet | - | kg | - | Adet | 1.85 | USD | 0 | TL
8680734733843 | SFK-ATK-08009 | 80A. AYAKSIZ PANO TOPRAKLAMA KLEMENSİ (6,5X9MM) - 9 DELİKLİ | 80A. Panel Grounding Terminals Without Plastic Foot (6,5x9mm) - 9 Terminal Blocks | 350 | Adet | - | kg | - | Adet | 2.1 | USD | 0 | TL
8680734733850 | SFK-ATK-08010 | 80A. AYAKSIZ PANO TOPRAKLAMA KLEMENSİ (6,5X9MM) - 10 DELİKLİ | 80A. Panel Grounding Terminals Without Plastic Foot (6,5x9mm) - 10 Terminal Blocks | 350 | Adet | - | kg | - | Adet | 2.2 | USD | 0 | TL
8680734733867 | SFK-ATK-08012 | 80A. AYAKSIZ PANO TOPRAKLAMA KLEMENSİ (6,5X9MM) - 12 DELİKLİ | 80A. Panel Grounding Terminals Without Plastic Foot (6,5x9mm) - 12 Terminal Blocks | 250 | Adet | - | kg | - | Adet | 2.5 | USD | 0 | TL
8680734733874 | SFK-ATK-08015 | 80A. AYAKSIZ PANO TOPRAKLAMA KLEMENSİ (6,5X9MM) - 15 DELİKLİ | 80A. Panel Grounding Terminals Without Plastic Foot (6,5x9mm) - 15 Terminal Blocks | 200 | Adet | - | kg | - | Adet | 3.05 | USD | 0 | TL
8680734733881 | SFK-ATK-08020 | 80A. AYAKSIZ PANO TOPRAKLAMA KLEMENSİ (6,5X9MM) - 20 DELİKLİ | 80A. Panel Grounding Terminals Without Plastic Foot (6,5x9mm) - 20 Terminal Blocks | 200 | Adet | - | kg | - | Adet | 3.85 | USD | 0 | TL
8680734733898 | SFK-ATK-08022 | 80A. AYAKSIZ PANO TOPRAKLAMA KLEMENSİ (6,5X9MM) - 22 DELİKLİ | 80A. Panel Grounding Terminals Without Plastic Foot (6,5x9mm) - 22 Terminal Blocks | 200 | Adet | - | kg | - | Adet | 4.2 | USD | 0 | TL
8680734733904 | SFK-ATK-08025 | 80A. AYAKSIZ PANO TOPRAKLAMA KLEMENSİ (6,5X9MM) - 25 DELİKLİ | 80A. Panel Grounding Terminals Without Plastic Foot (6,5x9mm) - 25 Terminal Blocks | 150 | Adet | - | kg | - | Adet | 4.5 | USD | 0 | TL
8680734733911 | SFK-ATK-08030 | 80A. AYAKSIZ PANO TOPRAKLAMA KLEMENSİ (6,5X9MM) - 30 DELİKLİ | 80A. Panel Grounding Terminals Without Plastic Foot (6,5x9mm) - 30 Terminal Blocks | 125 | Adet | - | kg | - | Adet | 5.3 | USD | 0 | TL
8680734733928 | SFK-ATK-08032 | 80A. AYAKSIZ PANO TOPRAKLAMA KLEMENSİ (6,5X9MM) - 32 DELİKLİ | 80A. Panel Grounding Terminals Without Plastic Foot (6,5x9mm) - 32 Terminal Blocks | 125 | Adet | - | kg | - | Adet | 5.8 | USD | 0 | TL
8680734733935 | SFK-ATK-08042 | 80A. AYAKSIZ PANO TOPRAKLAMA KLEMENSİ (6,5X9MM) - 42 DELİKLİ | 80A. Panel Grounding Terminals Without Plastic Foot (6,5x9mm) - 42 Terminal Blocks | 100 | Adet | - | kg | - | Adet | 7.9 | USD | 0 | TL
8680734733942 | SFK-ATK-08062 | 80A. AYAKSIZ PANO TOPRAKLAMA KLEMENSİ (6,5X9MM) - 62 DELİKLİ | 80A. Panel Grounding Terminals Without Plastic Foot (6,5x9mm) - 62 Terminal Blocks | 50 | Adet | - | kg | - | Adet | 11.2 | USD | 0 | TL
8680734733959 | SFK-ATK-08082 | 80A. AYAKSIZ PANO TOPRAKLAMA KLEMENSİ (6,5X9MM) - 82 DELİKLİ | 80A. Panel Grounding Terminals Without Plastic Foot (6,5x9mm) - 82 Terminal Blocks | 50 | Adet | - | kg | - | Adet | 14.5 | USD | 0 | TL
8680734733966 | SFK-ATK-12506 | 125A. AYAKSIZ PANO TOPRAKLAMA KLEMENSİ (7X12MM) - 6 DELİKLİ | 125A. Panel Grounding Terminals Without Plastic Foot (7X12mm) - 6 Terminal Blocks | 125 | Adet | - | kg | - | Adet | 2.45 | USD | 0 | TL
8680734733973 | SFK-ATK-12507 | 125A. AYAKSIZ PANO TOPRAKLAMA KLEMENSİ (7X12MM) - 7 DELİKLİ | 125A. Panel Grounding Terminals Without Plastic Foot (7X12mm) - 7 Terminal Blocks | 125 | Adet | - | kg | - | Adet | 2.65 | USD | 0 | TL
8680734733980 | SFK-ATK-12509 | 125A. AYAKSIZ PANO TOPRAKLAMA KLEMENSİ (7X12MM) - 9 DELİKLİ | 125A. Panel Grounding Terminals Without Plastic Foot (7X12mm) - 9 Terminal Blocks | 100 | Adet | - | kg | - | Adet | 3.2 | USD | 0 | TL
8680734733997 | SFK-ATK-12510 | 125A. AYAKSIZ PANO TOPRAKLAMA KLEMENSİ (7X12MM) - 10 DELİKLİ | 125A. Panel Grounding Terminals Without Plastic Foot (7X12mm) - 10 Terminal Blocks | 100 | Adet | - | kg | - | Adet | 3.3 | USD | 0 | TL
8680734734000 | SFK-ATK-12512 | 125A. AYAKSIZ PANO TOPRAKLAMA KLEMENSİ (7X12MM) - 12 DELİKLİ | 125A. Panel Grounding Terminals Without Plastic Foot (7X12mm) - 12 Terminal Blocks | 100 | Adet | - | kg | - | Adet | 3.95 | USD | 0 | TL
8680734734017 | SFK-ATK-12515 | 125A. AYAKSIZ PANO TOPRAKLAMA KLEMENSİ (7X12MM) - 15 DELİKLİ | 125A. Panel Grounding Terminals Without Plastic Foot (7X12mm) - 15 Terminal Blocks | 75 | Adet | - | kg | - | Adet | 4.6 | USD | 0 | TL
8680734734024 | SFK-ATK-12520 | 125A. AYAKSIZ PANO TOPRAKLAMA KLEMENSİ (7X12MM) - 20 DELİKLİ | 125A. Panel Grounding Terminals Without Plastic Foot (7X12mm) - 20 Terminal Blocks | 50 | Adet | - | kg | - | Adet | 5.95 | USD | 0 | TL
8680734734031 | SFK-ATK-12522 | 125A. AYAKSIZ PANO TOPRAKLAMA KLEMENSİ (7X12MM) - 22 DELİKLİ | 125A. Panel Grounding Terminals Without Plastic Foot (7X12mm) - 22 Terminal Blocks | 50 | Adet | - | kg | - | Adet | 6.6 | USD | 0 | TL
8680734734048 | SFK-ATK-12525 | 125A. AYAKSIZ PANO TOPRAKLAMA KLEMENSİ (7X12MM) - 25 DELİKLİ | 125A. Panel Grounding Terminals Without Plastic Foot (7X12mm) - 25 Terminal Blocks | 50 | Adet | - | kg | - | Adet | 7 | USD | 0 | TL
8680734734055 | SFK-ATK-12530 | 125A. AYAKSIZ PANO TOPRAKLAMA KLEMENSİ (7X12MM) - 30 DELİKLİ | 125A. Panel Grounding Terminals Without Plastic Foot (7X12mm) - 30 Terminal Blocks | 50 | Adet | - | kg | - | Adet | 8.6 | USD | 0 | TL
8680734734062 | SFK-ATK-12532 | 125A. AYAKSIZ PANO TOPRAKLAMA KLEMENSİ (7X12MM) - 32 DELİKLİ | 125A. Panel Grounding Terminals Without Plastic Foot (7X12mm) - 32 Terminal Blocks | 50 | Adet | - | kg | - | Adet | 9.25 | USD | 0 | TL
8680734734079 | SFK-ATK-12542 | 125A. AYAKSIZ PANO TOPRAKLAMA KLEMENSİ (7X12MM) - 42 DELİKLİ | 125A. Panel Grounding Terminals Without Plastic Foot (7X12mm) - 42 Terminal Blocks | 40 | Adet | - | kg | - | Adet | 11.9 | USD | 0 | TL
8680734734086 | SFK-ATK-12562 | 125A. AYAKSIZ PANO TOPRAKLAMA KLEMENSİ (7X12MM) - 62 DELİKLİ | 125A. Panel Grounding Terminals Without Plastic Foot (7X12mm) - 62 Terminal Blocks | 30 | Adet | - | kg | - | Adet | 17.8 | USD | 0 | TL
8680734734093 | SFK-ATK-12582 | 125A. AYAKSIZ PANO TOPRAKLAMA KLEMENSİ (7X12MM) - 82 DELİKLİ | 125A. Panel Grounding Terminals Without Plastic Foot (7X12mm) - 82 Terminal Blocks | 15 | Adet | - | kg | - | Adet | 23.1 | USD | 0 | TL
8680734734109 | SFK-ATK-16009 | 160A. AYAKSIZ PANO TOPRAKLAMA KLEMENSİ (10x15MM) - 9 DELİKLİ | 160A. Panel Grounding Terminals Without Plastic Foot (10x15mm) - 9 Terminal Blocks | 100 | Adet | - | kg | - | Adet | 7.4 | USD | 0 | TL
8680734734116 | SFK-ATK-16012 | 160A. AYAKSIZ PANO TOPRAKLAMA KLEMENSİ (10x15MM) - 12 DELİKLİ | 160A. Panel Grounding Terminals Without Plastic Foot (10x15mm) - 12 Terminal Blocks | 100 | Adet | - | kg | - | Adet | 9.25 | USD | 0 | TL
8680734734123 | SFK-ATK-16015 | 160A. AYAKSIZ PANO TOPRAKLAMA KLEMENSİ (10x15MM) - 15 DELİKLİ | 160A. Panel Grounding Terminals Without Plastic Foot (10x15mm) - 15 Terminal Blocks | 75 | Adet | - | kg | - | Adet | 11.2 | USD | 0 | TL
8680734734130 | SFK-ATK-16022 | 160A. AYAKSIZ PANO TOPRAKLAMA KLEMENSİ (10x15MM) - 22 DELİKLİ | 160A. Panel Grounding Terminals Without Plastic Foot (10x15mm) - 22 Terminal Blocks | 50 | Adet | - | kg | - | Adet | 15.2 | USD | 0 | TL
8680734734147 | SFK-ATK-16032 | 160A. AYAKSIZ PANO TOPRAKLAMA KLEMENSİ (10x15MM) - 32 DELİKLİ | 160A. Panel Grounding Terminals Without Plastic Foot (10x15mm) - 32 Terminal Blocks | 25 | Adet | - | kg | - | Adet | 21.1 | USD | 0 | TL
8680734734154 | SFK-ATK-16042 | 160A. AYAKSIZ PANO TOPRAKLAMA KLEMENSİ (10x15MM) - 42 DELİKLİ | 160A. Panel Grounding Terminals Without Plastic Foot (10x15mm) - 42 Terminal Blocks | 25 | Adet | - | kg | - | Adet | 27.05 | USD | 0 | TL
8680734734529 | SFK-TK-08004 | 80A. PANO TOPRAKLAMA KLEMENSİ (6,5X9MM) - 4 DELİKLİ | 80A. Panel Grounding Terminals (6,5x9mm) - 4 Terminal Blocks | 1000 | Adet | - | kg | - | Adet | 0.9 | USD | 0 | TL
8680734734536 | SFK-TK-08005 | 80A. PANO TOPRAKLAMA KLEMENSİ (6,5X9MM) - 5 DELİKLİ | 80A. Panel Grounding Terminals (6,5x9mm) - 5 Terminal Blocks | 1000 | Adet | - | kg | - | Adet | 1.15 | USD | 0 | TL
8680734734543 | SFK-TK-08006 | 80A. PANO TOPRAKLAMA KLEMENSİ (6,5X9MM) - 6 DELİKLİ | 80A. Panel Grounding Terminals (6,5x9mm) - 6 Terminal Blocks | 1000 | Adet | - | kg | - | Adet | 1.25 | USD | 0 | TL
8680734734550 | SFK-TK-08007 | 80A. PANO TOPRAKLAMA KLEMENSİ (6,5X9MM) - 7 DELİKLİ | 80A. Panel Grounding Terminals (6,5x9mm) - 7 Terminal Blocks | 1000 | Adet | - | kg | - | Adet | 1.45 | USD | 0 | TL
8680734734567 | SFK-TK-08009 | 80A. PANO TOPRAKLAMA KLEMENSİ (6,5X9MM) - 9 DELİKLİ | 80A. Panel Grounding Terminals (6,5x9mm) - 9 Terminal Blocks | 500 | Adet | - | kg | - | Adet | 1.75 | USD | 0 | TL
8680734734574 | SFK-TK-08010 | 80A. PANO TOPRAKLAMA KLEMENSİ (6,5X9MM) - 10 DELİKLİ | 80A. Panel Grounding Terminals (6,5x9mm) - 10 Terminal Blocks | 500 | Adet | - | kg | - | Adet | 1.9 | USD | 0 | TL
8680734734598 | SFK-TK-08012 | 80A. PANO TOPRAKLAMA KLEMENSİ (6,5X9MM) - 12 DELİKLİ | 80A. Panel Grounding Terminals (6,5x9mm) - 12 Terminal Blocks | 500 | Adet | - | kg | - | Adet | 2.1 | USD | 0 | TL
8680734734604 | SFK-TK-08015 | 80A. PANO TOPRAKLAMA KLEMENSİ (6,5X9MM) - 15 DELİKLİ | 80A. Panel Grounding Terminals (6,5x9mm) - 15 Terminal Blocks | 250 | Adet | - | kg | - | Adet | 2.7 | USD | 0 | TL
8680734734611 | SFK-TK-08022 | 80A. PANO TOPRAKLAMA KLEMENSİ (6,5X9MM) - 22 DELİKLİ | 80A. Panel Grounding Terminals (6,5x9mm) - 22 Terminal Blocks | 200 | Adet | - | kg | - | Adet | 3.95 | USD | 0 | TL
8680734734628 | SFK-TK-08032 | 80A. PANO TOPRAKLAMA KLEMENSİ (6,5X9MM) - 32 DELİKLİ | 80A. Panel Grounding Terminals (6,5x9mm) - 32 Terminal Blocks | 125 | Adet | - | kg | - | Adet | 5.6 | USD | 0 | TL
8680734734635 | SFK-TK-08042 | 80A. PANO TOPRAKLAMA KLEMENSİ (6,5X9MM) - 42 DELİKLİ | 80A. Panel Grounding Terminals (6,5x9mm) - 42 Terminal Blocks | 125 | Adet | - | kg | - | Adet | 7.25 | USD | 0 | TL
8680734734642 | SFK-TK-08062 | 80A. PANO TOPRAKLAMA KLEMENSİ (6,5X9MM) - 62 DELİKLİ | 80A. Panel Grounding Terminals (6,5x9mm) - 62 Terminal Blocks | 50 | Adet | - | kg | - | Adet | 10.55 | USD | 0 | TL
8680734734659 | SFK-TK-08082 | 80A. PANO TOPRAKLAMA KLEMENSİ (6,5X9MM) - 82 DELİKLİ | 80A. Panel Grounding Terminals (6,5x9mm) - 82 Terminal Blocks | 50 | Adet | - | kg | - | Adet | 13.85 | USD | 0 | TL
8680734734666 | SFK-TK-12505 | 125A. PANO TOPRAKLAMA KLEMENSİ (6,5X9MM) - 5 DELİKLİ | 125A. Panel Grounding Terminals (6,5x9mm) - 5 Terminal Blocks | 250 | Adet | - | kg | - | Adet | 1.9 | USD | 0 | TL
8680734734673 | SFK-TK-12506 | 125A. PANO TOPRAKLAMA KLEMENSİ (6,5X9MM) - 6 DELİKLİ | 125A. Panel Grounding Terminals (6,5x9mm) - 6 Terminal Blocks | 250 | Adet | - | kg | - | Adet | 2.2 | USD | 0 | TL
8680734734680 | SFK-TK-12507 | 125A. PANO TOPRAKLAMA KLEMENSİ (6,5X9MM) - 7 DELİKLİ | 125A. Panel Grounding Terminals (6,5x9mm) - 7 Terminal Blocks | 250 | Adet | - | kg | - | Adet | 2.45 | USD | 0 | TL
8680734734697 | SFK-TK-12509 | 125A. PANO TOPRAKLAMA KLEMENSİ (6,5X9MM) - 9 DELİKLİ | 125A. Panel Grounding Terminals (6,5x9mm) - 9 Terminal Blocks | 250 | Adet | - | kg | - | Adet | 2.75 | USD | 0 | TL
8680734734703 | SFK-TK-12510 | 125A. PANO TOPRAKLAMA KLEMENSİ (6,5X9MM) - 10 DELİKLİ | 125A. Panel Grounding Terminals (6,5x9mm) - 10 Terminal Blocks | 250 | Adet | - | kg | - | Adet | 3 | USD | 0 | TL
8680734734727 | SFK-TK-12512 | 125A. PANO TOPRAKLAMA KLEMENSİ (6,5X9MM) - 12 DELİKLİ | 125A. Panel Grounding Terminals (6,5x9mm) - 12 Terminal Blocks | 250 | Adet | - | kg | - | Adet | 3.75 | USD | 0 | TL
8680734734734 | SFK-TK-12515 | 125A. PANO TOPRAKLAMA KLEMENSİ (6,5X9MM) - 15 DELİKLİ | 125A. Panel Grounding Terminals (6,5x9mm) - 15 Terminal Blocks | 150 | Adet | - | kg | - | Adet | 4.55 | USD | 0 | TL
8680734734741 | SFK-TK-12522 | 125A. PANO TOPRAKLAMA KLEMENSİ (6,5X9MM) - 22 DELİKLİ | 125A. Panel Grounding Terminals (6,5x9mm) - 22 Terminal Blocks | 100 | Adet | - | kg | - | Adet | 6.9 | USD | 0 | TL
8680734734758 | SFK-TK-12532 | 125A. PANO TOPRAKLAMA KLEMENSİ (6,5X9MM) - 32 DELİKLİ | 125A. Panel Grounding Terminals (6,5x9mm) - 32 Terminal Blocks | 100 | Adet | - | kg | - | Adet | 9.95 | USD | 0 | TL
8680734734765 | SFK-TK-12542 | 125A. PANO TOPRAKLAMA KLEMENSİ (6,5X9MM) - 42 DELİKLİ | 125A. Panel Grounding Terminals (6,5x9mm) - 42 Terminal Blocks | 50 | Adet | - | kg | - | Adet | 13.05 | USD | 0 | TL
8680734734772 | SFK-TK-12562 | 125A. PANO TOPRAKLAMA KLEMENSİ (6,5X9MM) - 62 DELİKLİ | 125A. Panel Grounding Terminals (6,5x9mm) - 62 Terminal Blocks | 50 | Adet | - | kg | - | Adet | 18.55 | USD | 0 | TL
8680734734789 | SFK-TK-12582 | 125A. PANO TOPRAKLAMA KLEMENSİ (6,5X9MM) - 82 DELİKLİ | 125A. Panel Grounding Terminals (6,5x9mm) - 82 Terminal Blocks | 50 | Adet | - | kg | - | Adet | 24.05 | USD | 0 | TL
8680734734581 | SFK-TK-080100 | 80 A. 1 METRE PANO TOPRAKLAMA KLEMENSİ | 80 A. 1 Meter Panel Grounding Terminals | 500 | Adet | - | kg | - | Adet | 29.05 | USD | 0 | TL
8680734734710 | SFK-TK-125100 | 125 A. 1 METRE PANO TOPRAKLAMA KLEMENSİ | 125 A. 1 Meter Panel Grounding Terminals | 500 | Adet | - | kg | - | Adet | 42.65 | USD | 0 | TL
8680734734499 | SFK-PA-080 | 80 A. PLASTİK NÖTR AYAĞI | 80 A. Plastic Neutral Foot | 30 | Adet | - | kg | - | Adet | 0.4 | USD | 0 | TL
8680734734505 | SFK-PA-125 | 125 A. PLASTİK NÖTR AYAĞI | 125 A. Plastic Neutral Foot | 20 | Adet | - | kg | - | Adet | 0.4 | USD | 0 | TL
8680734734512 | SFK-PA-160 | 160 A. PLASTİK NÖTR AYAĞI | 160 A. Plastic Neutral Foot | 500 | Adet | - | kg | - | Adet | 0.4 | USD | 0 | TL
8680734741497 | SFK-DMR-3575 | 35x7,5x1 DELİKLİ MONTAJ RAYI | 35x7,5x1 Perforated Mounting Rail | 50 | mt. | - | kg | - | Adet | 2.1 | USD | 0 | TL
8680734741657 | SFK-ZMR-3575 | 35x7,5x1 DELİKSİZ MONTAJ RAYI | 35x7,5x1 Unperforated Mounting Rail | 50 | mt. | - | kg | - | Adet | 2.1 | USD | 0 | TL
8680734741480 | SFK-DMR-3515 | 35x15x1,5 DELİKLİ MONTAJ RAYI | 35x15x1,5 Perforated Mounting Rail | 50 | mt. | - | kg | - | Adet | 5.8 | USD | 0 | TL
8680734741640 | SFK-ZMR-3515 | 35x15x1,5 DELİKSİZ MONTAJ RAYI | 35x15x1,5 Unperforated Mounting Rail | 50 | mt. | - | kg | - | Adet | 5.8 | USD | 0 | TL
8680734746546 | SFK-RT-001 | Ray Taşıyıcı | Dın Rail Carrier | 100 | Adet | - | kg | - | Adet | 0.85 | USD | 0 | TL
8680734741619 | SFK-YPE-202000 | 20x2000mm. Otomat Şerit Etiket | 20x2000mm. Automat Band Label | 200 | mt. | - | kg | - | Adet | 2.5 | USD | 0 | TL
8680734741626 | SFK-YPE-302000 | 30x2000mm. Otomat Şerit Etiket | 30x2000mm. Automat Band Label | 100 | mt. | - | kg | - | Adet | 2.9 | USD | 0 | TL
8680734741633 | SFK-YPE-402000 | 40x2000mm. Otomat Şerit Etiket | 40x2000mm. Automat Band Label | 100 | mt. | - | kg | - | Adet | 3.2 | USD | 0 | TL
8680734741589 | SFK-OP-202000 | Örtü Plakası RAL 7035 | Blanking Plate RAL 7035 | 60 | Adet | - | kg | - | Adet | 4 | USD | 0 | TL
8680734741596 | SFK-OP-302000 | Örtü Plakası RAL 7032 | Blanking Plate RAL 7032 | 60 | Adet | - | kg | - | Adet | 4.75 | USD | 0 | TL
8680734741602 | SFK-OP-402000 | Örtü Plakası RAL 9001 | Blanking Plate RAL 9001 | 60 | Adet | - | kg | - | Adet | 5.25 | USD | 0 | TL
8680734741534 | SFK-ETB-01 | Topraklama Bara Etiketi - 13 | Topraklama Bara Etiketi - 13 | 1080 | Adet | - | kg | - | Adet | 0.296 | USD | 0 | TL
8680734741510 | SFK-ENB-01 | Nötr Bara Etiketi - 13 | Nötr Bara Etiketi - 13 | 1080 | Adet | - | kg | - | Adet | 0.296 | USD | 0 | TL
8680734745662 | SFK-ELB-01 | L1-L2-L3 Bara Etiketi - 13 | L1-L2-L3 Bara Etiketi - 13 | 1080 | Adet | - | kg | - | Adet | 0.296 | USD | 0 | TL
8680734741541 | SFK-ETB-02 | Topraklama Bara Etiketi - 30 | Topraklama Bara Etiketi - 30 | 240 | Adet | - | kg | - | Adet | 0.518 | USD | 0 | TL
8680734741527 | SFK-ENB-02 | Nötr Bara Etiketi - 30 | Nötr Bara Etiketi - 30 | 240 | Adet | - | kg | - | Adet | 0.518 | USD | 0 | TL
8680734745679 | SFK-ELB-02 | L1-L2-L3 Bara Etiketi - 30 | L1-L2-L3 Bara Etiketi - 30 | 240 | Adet | - | kg | - | Adet | 0.518 | USD | 0 | TL
8680734741558 | SFK-ETE-01 | Teklike Etiketi - 5cm | Teklike Etiketi - 5cm | 250 | Adet | - | kg | - | Adet | 0.999 | USD | 0 | TL
8680734741565 | SFK-ETE-02 | Teklike Etiketi - 9,5cm | Teklike Etiketi - 9,5cm | 90 | Adet | - | kg | - | Adet | 1.406 | USD | 0 | TL
8680734746393 | SFK-BBK-10 | Bakır Bara Güç Dağıtım Klemensi 1/7 | Copper Busbar Distribution Power Terminal | 25 | Adet | - | kg | - | Adet | 18.05 | USD | 0 | TL
| HL1920E | Isı Tabancası | Heat Gun | 1 | Adet | - | kg | - | Adet | 363 | EUR | 0 | TL
| BS701 | Yüzey Ağzı (50mm) | Surface Nozzle (50mm) | 1 | Adet | - | kg | - | Adet | 52 | EUR | 0 | TL
| BS702 | Yüzey Ağzı (75mm) | Surface Nozzleı (75mm) | 1 | Adet | - | kg | - | Adet | 48.5 | EUR | 0 | TL
| BR705 | Reflektör Ağzı (30mm) | Reflector Nozzle (30mm) | 1 | Adet | - | kg | - | Adet | 54.5 | EUR | 0 | TL
| BR730 | Geniş Reflektör Ağzı (75mm) | Large Reflector Nozzle (75mm) | 1 | Adet | - | kg | - | Adet | 70.5 | EUR | 0 | TL
| BR14 | Küçültme Ağzı (Ø14 mm) | Reducing Nozzle (Ø14 mm) | 1 | Adet | - | kg | - | Adet | 42.5 | EUR | 0 | TL
8680734742487 | SM-0,8 | 0,8 mm MAKARON 2/1 - SİYAH | 0,8 mm Heat Shrink Tube 2/1 - Black | 200 | mt. | - | kg | - | Adet | 0.12 | USD | 0 | TL
8680734742500 | SM-1 | 1 mm MAKARON 2/1 - SİYAH | 1 mm Heat Shrink Tube 2/1 - Black | 200 | mt. | - | kg | - | Adet | 0.07 | USD | 0 | TL
8680734742517 | SM-1,5 | 1,5 mm MAKARON 2/1 - SİYAH | 1,5 mm Heat Shrink Tube 2/1 - Black | 200 | mt. | - | kg | - | Adet | 0.075 | USD | 0 | TL
8680734743392 | SM-2 | 2 mm MAKARON 2/1 - SİYAH | 2 mm Heat Shrink Tube 2/1 - Black | 200 | mt. | - | kg | - | Adet | 0.085 | USD | 0 | TL
8680734743408 | SM-2,5 | 2,5 mm MAKARON 2/1 - SİYAH | 2,5 mm Heat Shrink Tube 2/1 - Black | 200 | mt. | - | kg | - | Adet | 0.11 | USD | 0 | TL
8680734743842 | SM-3 | 3 mm MAKARON 2/1 - SİYAH | 3 mm Heat Shrink Tube 2/1 - Black | 200 | mt. | - | kg | - | Adet | 0.12 | USD | 0 | TL
8680734743859 | SM-3,5 | 3,5 mm MAKARON 2/1 - SİYAH | 3,5 mm Heat Shrink Tube 2/1 - Black | 200 | mt. | - | kg | - | Adet | 0.125 | USD | 0 | TL
8680734744214 | SM-4 | 4 mm MAKARON 2/1 - SİYAH | 4 mm Heat Shrink Tube 2/1 - Black | 200 | mt. | - | kg | - | Adet | 0.15 | USD | 0 | TL
8680734744221 | SM-4,5 | 4,5 mm MAKARON 2/1 - SİYAH | 4,5 mm Heat Shrink Tube 2/1 - Black | 100 | mt. | - | kg | - | Adet | 0.165 | USD | 0 | TL
8680734744498 | SM-5 | 5 mm MAKARON 2/1 - SİYAH | 5 mm Heat Shrink Tube 2/1 -Black | 100 | mt. | - | kg | - | Adet | 0.185 | USD | 0 | TL
8680734744726 | SM-6 | 6 mm MAKARON 2/1 - SİYAH | 6 mm Heat Shrink Tube 2/1 - Black | 100 | mt. | - | kg | - | Adet | 0.21 | USD | 0 | TL
8680734744962 | SM-7 | 7 mm MAKARON 2/1 - SİYAH | 7 mm Heat Shrink Tube 2/1 - Black | 100 | mt. | - | kg | - | Adet | 0.22 | USD | 0 | TL
8680734745181 | SM-8 | 8 mm MAKARON 2/1 - SİYAH | 8 mm Heat Shrink Tube 2/1 - Black | 100 | mt. | - | kg | - | Adet | 0.235 | USD | 0 | TL
8680734745365 | SM-9 | 9 mm MAKARON 2/1 - SİYAH | 9 mm Heat Shrink Tube 2/1 - Black | 100 | mt. | - | kg | - | Adet | 0.26 | USD | 0 | TL
8680734742609 | SM-10 | 10 mm MAKARON 2/1 - SİYAH | 10 mm Heat Shrink Tube 2/1 - Black | 100 | mt. | - | kg | - | Adet | 0.285 | USD | 0 | TL
8680734742760 | SM-12 | 12 mm MAKARON 2/1 - SİYAH | 12 mm Heat Shrink Tube 2/1 - Black | 100 | mt. | - | kg | - | Adet | 0.325 | USD | 0 | TL
8680734742999 | SM-13 | 13 mm MAKARON 2/1 - SİYAH | 13 mm Heat Shrink Tube 2/1 - Black | 100 | mt. | - | kg | - | Adet | 0.36 | USD | 0 | TL
8680734743095 | SM-14 | 14 mm MAKARON 2/1 - SİYAH | 14 mm Heat Shrink Tube 2/1 - Black | 100 | mt. | - | kg | - | Adet | 0.415 | USD | 0 | TL
8680734743125 | SM-15 | 15 mm MAKARON 2/1 - SİYAH | 15 mm Heat Shrink Tube 2/1 - Black | 100 | mt. | - | kg | - | Adet | 0.48 | USD | 0 | TL
8680734743187 | SM-16 | 16 mm MAKARON 2/1 - SİYAH | 16 mm Heat Shrink Tube 2/1 - Black | 100 | mt. | - | kg | - | Adet | 0.56 | USD | 0 | TL
8680734743323 | SM-18 | 18 mm MAKARON 2/1 - SİYAH | 18 mm Heat Shrink Tube 2/1 - Black | 100 | mt. | - | kg | - | Adet | 0.725 | USD | 0 | TL
8680734743507 | SM-20 | 20 mm MAKARON 2/1 - SİYAH | 20 mm Heat Shrink Tube 2/1 - Black | 100 | mt. | - | kg | - | Adet | 0.915 | USD | 0 | TL
8680734743637 | SM-22 | 22 mm MAKARON 2/1 - SİYAH | 22 mm Heat Shrink Tube 2/1 - Black | 100 | mt. | - | kg | - | Adet | 1.12 | USD | 0 | TL
8680734743682 | SM-25 | 25 mm MAKARON 2/1 - SİYAH | 25 mm Heat Shrink Tube 2/1 - Black | 50 | mt. | - | kg | - | Adet | 1.205 | USD | 0 | TL
8680734743804 | SM-28 | 28 mm MAKARON 2/1 - SİYAH | 28 mm Heat Shrink Tube 2/1 - Black | 50 | mt. | - | kg | - | Adet | 1.465 | USD | 0 | TL
8680734743880 | SM-30 | 30 mm MAKARON 2/1 - SİYAH | 30 mm Heat Shrink Tube 2/1 - Black | 50 | mt. | - | kg | - | Adet | 1.57 | USD | 0 | TL
8680734744016 | SM-35 | 35 mm MAKARON 2/1 - SİYAH | 35 mm Heat Shrink Tube 2/1 - Black | 50 | mt. | - | kg | - | Adet | 1.975 | USD | 0 | TL
8680734744320 | SM-40 | 40 mm MAKARON 2/1 - SİYAH | 40 mm Heat Shrink Tube 2/1 - Black | 50 | mt. | - | kg | - | Adet | 2.215 | USD | 0 | TL
8680734744450 | SM-45 | 45 mm MAKARON 2/1 - SİYAH | 45 mm Heat Shrink Tube 2/1 - Black | 25 | mt. | - | kg | - | Adet | 2.45 | USD | 0 | TL
8680734744504 | SM-50 | 50 mm MAKARON 2/1 - SİYAH | 50 mm Heat Shrink Tube 2/1 - Black | 25 | mt. | - | kg | - | Adet | 2.69 | USD | 0 | TL
8680734744740 | SM-60 | 60 mm MAKARON 2/1 - SİYAH | 60 mm Heat Shrink Tube 2/1 - Black | 25 | mt. | - | kg | - | Adet | 3.56 | USD | 0 | TL
8680734744979 | SM-70 | 70 mm MAKARON 2/1 - SİYAH | 70 mm Heat Shrink Tube 2/1 - Black | 25 | mt. | - | kg | - | Adet | 4.5 | USD | 0 | TL
8680734745204 | SM-80 | 80 mm MAKARON 2/1 - SİYAH | 80 mm Heat Shrink Tube 2/1 - Black | 25 | mt. | - | kg | - | Adet | 4.98 | USD | 0 | TL
8680734745372 | SM-90 | 90 mm MAKARON 2/1 - SİYAH | 90 mm Heat Shrink Tube 2/1 - Black | 25 | mt. | - | kg | - | Adet | 6.085 | USD | 0 | TL
8680734742623 | SM-100 | 100 mm MAKARON 2/1 - SİYAH | 100 mm Heat Shrink Tube 2/1 - Black | 25 | mt. | - | kg | - | Adet | 7.11 | USD | 0 | TL
8680734742784 | SM-120 | 120 mm MAKARON 2/1 - SİYAH | 120 mm Heat Shrink Tube 2/1 - Black | 25 | mt. | - | kg | - | Adet | 9.245 | USD | 0 | TL
8680734743132 | SM-150 | 150 mm MAKARON 2/1 - SİYAH | 150 mm Heat Shrink Tube 2/1 - Black | 25 | mt. | - | kg | - | Adet | 12.795 | USD | 0 | TL
8680734743330 | SM-180 | 180 mm MAKARON 2/1 - SİYAH | 180 mm Heat Shrink Tube 2/1 - Black | 25 | mt. | - | kg | - | Adet | 17.775 | USD | 0 | TL
8680734742494 | SM-0,8T | 0,8 mm MAKARON 2/1 - TRANSPARAN | 0,8 mm Heat Shrink Tube 2/1 - Clear | 200 | mt. | - | kg | - | Adet | 0.12 | USD | 0 | TL
8680734743385 | SM-1T | 1 mm MAKARON 2/1 - TRANSPARAN | 1 mm Heat Shrink Tube 2/1 - Clear | 200 | mt. | - | kg | - | Adet | 0.07 | USD | 0 | TL
8680734742586 | SM-1,5T | 1,5 mm MAKARON 2/1 - TRANSPARAN | 1,5 mm Heat Shrink Tube 2/1 - Clear | 200 | mt. | - | kg | - | Adet | 0.075 | USD | 0 | TL
8680734743835 | SM-2T | 2 mm MAKARON 2/1 - TRANSPARAN | 2 mm Heat Shrink Tube 2/1 - Clear | 200 | mt. | - | kg | - | Adet | 0.085 | USD | 0 | TL
8680734743484 | SM-2,5T | 2,5 mm MAKARON 2/1 - TRANSPARAN | 2,5 mm Heat Shrink Tube 2/1 - Clear | 200 | mt. | - | kg | - | Adet | 0.11 | USD | 0 | TL
8680734744191 | SM-3T | 3 mm MAKARON 2/1 - TRANSPARAN | 3 mm Heat Shrink Tube 2/1 - Clear | 200 | mt. | - | kg | - | Adet | 0.12 | USD | 0 | TL
8680734743873 | SM-3,5T | 3,5 mm MAKARON 2/1 - TRANSPARAN | 3,5 mm Heat Shrink Tube 2/1 - Clear | 200 | mt. | - | kg | - | Adet | 0.125 | USD | 0 | TL
8680734744481 | SM-4T | 4 mm MAKARON 2/1 - TRANSPARAN | 4 mm Heat Shrink Tube 2/1 - Clear | 200 | mt. | - | kg | - | Adet | 0.15 | USD | 0 | TL
8680734744306 | SM-4,5T | 4,5 mm MAKARON 2/1 - TRANSPARAN | 4,5 mm Heat Shrink Tube 2/1 - Clear | 100 | mt. | - | kg | - | Adet | 0.165 | USD | 0 | TL
8680734744702 | SM-5T | 5 mm MAKARON 2/1 - TRANSPARAN | 5 mm Heat Shrink Tube 2/1 - Clear | 100 | mt. | - | kg | - | Adet | 0.185 | USD | 0 | TL
8680734744948 | SM-6T | 6 mm MAKARON 2/1 - TRANSPARAN | 6 mm Heat Shrink Tube 2/1 - Clear | 100 | mt. | - | kg | - | Adet | 0.21 | USD | 0 | TL
8680734745167 | SM-7T | 7 mm MAKARON 2/1 - TRANSPARAN | 7 mm Heat Shrink Tube 2/1 - Clear | 100 | mt. | - | kg | - | Adet | 0.22 | USD | 0 | TL
8680734745358 | SM-8T | 8 mm MAKARON 2/1 - TRANSPARAN | 8 mm Heat Shrink Tube 2/1 - Clear | 100 | mt. | - | kg | - | Adet | 0.235 | USD | 0 | TL
8680734745471 | SM-9T | 9 mm MAKARON 2/1 - TRANSPARAN | 9 mm Heat Shrink Tube 2/1 - Clear | 100 | mt. | - | kg | - | Adet | 0.26 | USD | 0 | TL
8680734742746 | SM-10T | 10 mm MAKARON 2/1 - TRANSPARAN | 10 mm Heat Shrink Tube 2/1 - Clear | 100 | mt. | - | kg | - | Adet | 0.285 | USD | 0 | TL
8680734742975 | SM-12T | 12 mm MAKARON 2/1 - TRANSPARAN | 12 mm Heat Shrink Tube 2/1 - Clear | 100 | mt. | - | kg | - | Adet | 0.325 | USD | 0 | TL
8680734743071 | SM-13T | 13 mm MAKARON 2/1 - TRANSPARAN | 13 mm Heat Shrink Tube 2/1 - Clear | 100 | mt. | - | kg | - | Adet | 0.36 | USD | 0 | TL
8680734743118 | SM-14T | 14 mm MAKARON 2/1 - TRANSPARAN | 14 mm Heat Shrink Tube 2/1 - Clear | 100 | mt. | - | kg | - | Adet | 0.415 | USD | 0 | TL
8680734743170 | SM-15T | 15 mm MAKARON 2/1 - TRANSPARAN | 15 mm Heat Shrink Tube 2/1 - Clear | 100 | mt. | - | kg | - | Adet | 0.48 | USD | 0 | TL
8680734743293 | SM-16T | 16 mm MAKARON 2/1 - TRANSPARAN | 16 mm Heat Shrink Tube 2/1 - Clear | 100 | mt. | - | kg | - | Adet | 0.56 | USD | 0 | TL
8680734743361 | SM-18T | 18 mm MAKARON 2/1 - TRANSPARAN | 18 mm Heat Shrink Tube 2/1 - Clear | 100 | mt. | - | kg | - | Adet | 0.725 | USD | 0 | TL
8680734743613 | SM-20T | 20 mm MAKARON 2/1 - TRANSPARAN | 20 mm Heat Shrink Tube 2/1 - Clear | 100 | mt. | - | kg | - | Adet | 0.915 | USD | 0 | TL
8680734743651 | SM-22T | 20 mm MAKARON 2/1 - TRANSPARAN | 20 mm Heat Shrink Tube 2/1 - Clear | 100 | mt. | - | kg | - | Adet | 1.12 | USD | 0 | TL
8680734743781 | SM-25T | 25 mm MAKARON 2/1 - TRANSPARAN | 25 mm Heat Shrink Tube 2/1 - Clear | 50 | mt. | - | kg | - | Adet | 1.205 | USD | 0 | TL
8680734743828 | SM-28T | 28 mm MAKARON 2/1 - TRANSPARAN | 28 mm Heat Shrink Tube 2/1 - Clear | 50 | mt. | - | kg | - | Adet | 1.465 | USD | 0 | TL
8680734743989 | SM-30T | 30 mm MAKARON 2/1 - TRANSPARAN | 30 mm Heat Shrink Tube 2/1 - Clear | 50 | mt. | - | kg | - | Adet | 1.57 | USD | 0 | TL
8680734744092 | SM-35T | 35 mm MAKARON 2/1 - TRANSPARAN | 35 mm Heat Shrink Tube 2/1 - Clear | 50 | mt. | - | kg | - | Adet | 1.975 | USD | 0 | TL
8680734744429 | SM-40T | 40 mm MAKARON 2/1 - TRANSPARAN | 40 mm Heat Shrink Tube 2/1 - Clear | 50 | mt. | - | kg | - | Adet | 2.215 | USD | 0 | TL
8680734744467 | SM-45T | 45 mm MAKARON 2/1 - TRANSPARAN | 45 mm Heat Shrink Tube 2/1 - Clear | 25 | mt. | - | kg | - | Adet | 2.45 | USD | 0 | TL
8680734744603 | SM-50T | 50 mm MAKARON 2/1 - TRANSPARAN | 50 mm Heat Shrink Tube 2/1 - Clear | 25 | mt. | - | kg | - | Adet | 2.69 | USD | 0 | TL
8680734745327 | SM-60T | 60 mm MAKARON 2/1 - TRANSPARAN | 60 mm Heat Shrink Tube 2/1 - Clear | 25 | mt. | - | kg | - | Adet | 3.56 | USD | 0 | TL
8680734745051 | SM-70T | 70 mm MAKARON 2/1 - TRANSPARAN | 70 mm Heat Shrink Tube 2/1 - Clear | 25 | mt. | - | kg | - | Adet | 4.5 | USD | 0 | TL
8680734745297 | SM-80T | 80 mm MAKARON 2/1 - TRANSPARAN | 80 mm Heat Shrink Tube 2/1 - Clear | 25 | mt. | - | kg | - | Adet | 4.98 | USD | 0 | TL
8680734745389 | SM-90T | 90 mm MAKARON 2/1 - TRANSPARAN | 90 mm Heat Shrink Tube 2/1 - Clear | 25 | mt. | - | kg | - | Adet | 6.085 | USD | 0 | TL
8680734742715 | SM-100T | 100 mm MAKARON 2/1 - TRANSPARAN | 100 mm Heat Shrink Tube 2/1 - Clear | 25 | mt. | - | kg | - | Adet | 7.11 | USD | 0 | TL
8680734742876 | SM-120T | 120 mm MAKARON 2/1 - TRANSPARAN | 120 mm Heat Shrink Tube 2/1 - Clear | 25 | mt. | - | kg | - | Adet | 9.245 | USD | 0 | TL
8680734743163 | SM-150T | 150 mm MAKARON 2/1 - TRANSPARAN | 150 mm Heat Shrink Tube 2/1 - Clear | 25 | mt. | - | kg | - | Adet | 12.795 | USD | 0 | TL
8680734746959 | SM-180T | 180 mm MAKARON 2/1 - TRANSPARAN | 180 mm Heat Shrink Tube 2/1 - Clear | 25 | mt. | - | kg | - | Adet | 17.775 | USD | 0 | TL
8680734742548 | SM-1,5K | 1,5 mm MAKARON 2/1 - KIRMIZI | 1,5 mm Heat Shrink Tube 2/1 - Red | 200 | mt. | - | kg | - | Adet | 0.095 | USD | 0 | TL
8680734743439 | SM-2,5K | 2,5 mm MAKARON 2/1 - KIRMIZI | 2,5 mm Heat Shrink Tube 2/1 - Red | 200 | mt. | - | kg | - | Adet | 0.13 | USD | 0 | TL
8680734744146 | SM-3K | 3 mm MAKARON 2/1 - KIRMIZI | 3 mm Heat Shrink Tube 2/1 - Red | 200 | mt. | - | kg | - | Adet | 0.14 | USD | 0 | TL
8680734744252 | SM-4,5K | 4,5 mm MAKARON 2/1 - KIRMIZI | 4,5 mm Heat Shrink Tube 2/1 - Red | 100 | mt. | - | kg | - | Adet | 0.2 | USD | 0 | TL
8680734744658 | SM-5K | 5 mm MAKARON 2/1 - KIRMIZI | 5 mm Heat Shrink Tube 2/1 - Red | 100 | mt. | - | kg | - | Adet | 0.225 | USD | 0 | TL
8680734744894 | SM-6K | 6 mm MAKARON 2/1 - KIRMIZI | 6 mm Heat Shrink Tube 2/1 - Red | 100 | mt. | - | kg | - | Adet | 0.26 | USD | 0 | TL
8680734745129 | SM-7K | 7 mm MAKARON 2/1 - KIRMIZI | 7 mm Heat Shrink Tube 2/1 - Red | 100 | mt. | - | kg | - | Adet | 0.26 | USD | 0 | TL
8680734745426 | SM-9K | 9 mm MAKARON 2/1 - KIRMIZI | 9 mm Heat Shrink Tube 2/1 - Red | 100 | mt. | - | kg | - | Adet | 0.32 | USD | 0 | TL
8680734742913 | SM-12K | 12 mm MAKARON 2/1 - KIRMIZI | 12 mm Heat Shrink Tube 2/1 - Red | 100 | mt. | - | kg | - | Adet | 0.4 | USD | 0 | TL
8680734743026 | SM-13K | 13 mm MAKARON 2/1 - KIRMIZI | 13 mm Heat Shrink Tube 2/1 - Red | 100 | mt. | - | kg | - | Adet | 0.435 | USD | 0 | TL
8680734743248 | SM-16K | 16 mm MAKARON 2/1 - KIRMIZI | 16 mm Heat Shrink Tube 2/1 - Red | 100 | mt. | - | kg | - | Adet | 0.675 | USD | 0 | TL
8680734743569 | SM-20K | 20 mm MAKARON 2/1 - KIRMIZI | 20 mm Heat Shrink Tube 2/1 - Red | 100 | mt. | - | kg | - | Adet | 1.105 | USD | 0 | TL
8680734743736 | SM-25K | 25 mm MAKARON 2/1 - KIRMIZI | 25 mm Heat Shrink Tube 2/1 - Red | 50 | mt. | - | kg | - | Adet | 1.455 | USD | 0 | TL
8680734743934 | SM-30K | 30 mm MAKARON 2/1 - KIRMIZI | 30 mm Heat Shrink Tube 2/1 - Red | 50 | mt. | - | kg | - | Adet | 1.895 | USD | 0 | TL
8680734744047 | SM-35K | 35 mm MAKARON 2/1 - KIRMIZI | 35 mm Heat Shrink Tube 2/1 - Red | 50 | mt. | - | kg | - | Adet | 2.39 | USD | 0 | TL
8680734744375 | SM-40K | 40 mm MAKARON 2/1 - KIRMIZI | 40 mm Heat Shrink Tube 2/1 - Red | 50 | mt. | - | kg | - | Adet | 2.68 | USD | 0 | TL
8680734744559 | SM-50K | 50 mm MAKARON 2/1 - KIRMIZI | 50 mm Heat Shrink Tube 2/1 - Red | 25 | mt. | - | kg | - | Adet | 3.25 | USD | 0 | TL
8680734744795 | SM-60K | 60 mm MAKARON 2/1 - KIRMIZI | 60 mm Heat Shrink Tube 2/1 - Red | 25 | mt. | - | kg | - | Adet | 4.305 | USD | 0 | TL
8680734745006 | SM-70K | 70 mm MAKARON 2/1 - KIRMIZI | 70 mm Heat Shrink Tube 2/1 - Red | 25 | mt. | - | kg | - | Adet | 5.45 | USD | 0 | TL
8680734745242 | SM-80K | 80 mm MAKARON 2/1 - KIRMIZI | 80 mm Heat Shrink Tube 2/1 - Red | 25 | mt. | - | kg | - | Adet | 6.025 | USD | 0 | TL
8680734742678 | SM-100K | 100 mm MAKARON 2/1 - KIRMIZI | 100 mm Heat Shrink Tube 2/1 - Red | 25 | mt. | - | kg | - | Adet | 8.6 | USD | 0 | TL
8680734742838 | SM-120K | 120 mm MAKARON 2/1 - KIRMIZI | 120 mm Heat Shrink Tube 2/1 - Red | 25 | mt. | - | kg | - | Adet | 11.185 | USD | 0 | TL
8680734742562 | SM-1,5M | 1,5 mm MAKARON 2/1 - MAVİ | 1,5 mm Heat Shrink Tube 2/1 - Blue | 200 | mt. | - | kg | - | Adet | 0.095 | USD | 0 | TL
8680734743453 | SM-2,5M | 2,5 mm MAKARON 2/1 - MAVİ | 2,5 mm Heat Shrink Tube 2/1 - Blue | 200 | mt. | - | kg | - | Adet | 0.13 | USD | 0 | TL
8680734744160 | SM-3M | 3 mm MAKARON 2/1 - MAVİ | 3 mm Heat Shrink Tube 2/1 - Blue | 200 | mt. | - | kg | - | Adet | 0.14 | USD | 0 | TL
8680734744276 | SM-4,5M | 4,5 mm MAKARON 2/1 - MAVİ | 4,5 mm Heat Shrink Tube 2/1 - Blue | 100 | mt. | - | kg | - | Adet | 0.2 | USD | 0 | TL
8680734744672 | SM-5M | 5 mm MAKARON 2/1 - MAVİ | 5 mm Heat Shrink Tube 2/1 - Blue | 100 | mt. | - | kg | - | Adet | 0.225 | USD | 0 | TL
8680734744917 | SM-6M | 6 mm MAKARON 2/1 - MAVİ | 6 mm Heat Shrink Tube 2/1 - Blue | 100 | mt. | - | kg | - | Adet | 0.26 | USD | 0 | TL
8680734745143 | SM-7M | 7 mm MAKARON 2/1 - MAVİ | 7 mm Heat Shrink Tube 2/1 - Blue | 100 | mt. | - | kg | - | Adet | 0.26 | USD | 0 | TL
8680734745440 | SM-9M | 9 mm MAKARON 2/1 - MAVİ | 9 mm Heat Shrink Tube 2/1 - Blue | 100 | mt. | - | kg | - | Adet | 0.32 | USD | 0 | TL
8680734742937 | SM-12M | 12 mm MAKARON 2/1 - MAVİ | 12 mm Heat Shrink Tube 2/1 - Blue | 100 | mt. | - | kg | - | Adet | 0.4 | USD | 0 | TL
8680734743040 | SM-13M | 13 mm MAKARON 2/1 - MAVİ | 13 mm Heat Shrink Tube 2/1 - Blue | 100 | mt. | - | kg | - | Adet | 0.435 | USD | 0 | TL
8680734743262 | SM-16M | 16 mm MAKARON 2/1 - MAVİ | 16 mm Heat Shrink Tube 2/1 - Blue | 100 | mt. | - | kg | - | Adet | 0.675 | USD | 0 | TL
8680734743583 | SM-20M | 20 mm MAKARON 2/1 - MAVİ | 20 mm Heat Shrink Tube 2/1 - Blue | 100 | mt. | - | kg | - | Adet | 1.105 | USD | 0 | TL
8680734743750 | SM-25M | 25 mm MAKARON 2/1 - MAVİ | 25 mm Heat Shrink Tube 2/1 - Blue | 50 | mt. | - | kg | - | Adet | 1.455 | USD | 0 | TL
8680734743958 | SM-30M | 30 mm MAKARON 2/1 - MAVİ | 30 mm Heat Shrink Tube 2/1 - Blue | 50 | mt. | - | kg | - | Adet | 1.895 | USD | 0 | TL
8680734744061 | SM-35M | 35 mm MAKARON 2/1 - MAVİ | 35 mm Heat Shrink Tube 2/1 - Blue | 50 | mt. | - | kg | - | Adet | 2.39 | USD | 0 | TL
8680734744399 | SM-40M | 40 mm MAKARON 2/1 - MAVİ | 40 mm Heat Shrink Tube 2/1 - Blue | 50 | mt. | - | kg | - | Adet | 2.68 | USD | 0 | TL
8680734744573 | SM-50M | 50 mm MAKARON 2/1 - MAVİ | 50 mm Heat Shrink Tube 2/1 - Blue | 25 | mt. | - | kg | - | Adet | 3.25 | USD | 0 | TL
8680734744818 | SM-60M | 60 mm MAKARON 2/1 - MAVİ | 60 mm Heat Shrink Tube 2/1 - Blue | 25 | mt. | - | kg | - | Adet | 4.305 | USD | 0 | TL
8680734745020 | SM-70M | 70 mm MAKARON 2/1 - MAVİ | 70 mm Heat Shrink Tube 2/1 - Blue | 25 | mt. | - | kg | - | Adet | 5.45 | USD | 0 | TL
8680734745266 | SM-80M | 80 mm MAKARON 2/1 - MAVİ | 80 mm Heat Shrink Tube 2/1 - Blue | 25 | mt. | - | kg | - | Adet | 6.025 | USD | 0 | TL
8680734742692 | SM-100M | 100 mm MAKARON 2/1 - MAVİ | 100 mm Heat Shrink Tube 2/1 - Blue | 25 | mt. | - | kg | - | Adet | 8.6 | USD | 0 | TL
8680734742852 | SM-120M | 120 mm MAKARON 2/1 - MAVİ | 120 mm Heat Shrink Tube 2/1 - Blue | 25 | mt. | - | kg | - | Adet | 11.185 | USD | 0 | TL
8680734742579 | SM-1,5S | 1,5 mm MAKARON 2/1 - SARI | 1,5 mm Heat Shrink Tube 2/1 - Yellow | 200 | mt. | - | kg | - | Adet | 0.095 | USD | 0 | TL
8680734743460 | SM-2,5S | 2,5 mm MAKARON 2/1 - SARI | 2,5 mm Heat Shrink Tube 2/1 - Yellow | 200 | mt. | - | kg | - | Adet | 0.13 | USD | 0 | TL
8680734744177 | SM-3S | 3 mm MAKARON 2/1 - SARI | 3 mm Heat Shrink Tube 2/1 - Yellow | 200 | mt. | - | kg | - | Adet | 0.14 | USD | 0 | TL
8680734744283 | SM-4,5S | 4,5 mm MAKARON 2/1 - SARI | 4,5 mm Heat Shrink Tube 2/1 - Yellow | 100 | mt. | - | kg | - | Adet | 0.2 | USD | 0 | TL
8680734744689 | SM-5S | 5 mm MAKARON 2/1 - SARI | 5 mm Heat Shrink Tube 2/1 - Yellow | 100 | mt. | - | kg | - | Adet | 0.225 | USD | 0 | TL
8680734744924 | SM-6S | 6 mm MAKARON 2/1 - SARI | 6 mm Heat Shrink Tube 2/1 - Yellow | 100 | mt. | - | kg | - | Adet | 0.26 | USD | 0 | TL
8680734745150 | SM-7S | 7 mm MAKARON 2/1 - SARI | 7 mm Heat Shrink Tube 2/1 - Yellow | 100 | mt. | - | kg | - | Adet | 0.26 | USD | 0 | TL
8680734745457 | SM-9S | 9 mm MAKARON 2/1 - SARI | 9 mm Heat Shrink Tube 2/1 - Yellow | 100 | mt. | - | kg | - | Adet | 0.32 | USD | 0 | TL
8680734742951 | SM-12S | 12 mm MAKARON 2/1 - SARI | 12 mm Heat Shrink Tube 2/1 - Yellow | 100 | mt. | - | kg | - | Adet | 0.4 | USD | 0 | TL
8680734743057 | SM-13S | 13 mm MAKARON 2/1 - SARI | 13 mm Heat Shrink Tube 2/1 - Yellow | 100 | mt. | - | kg | - | Adet | 0.435 | USD | 0 | TL
8680734743279 | SM-16S | 16 mm MAKARON 2/1 - SARI | 16 mm Heat Shrink Tube 2/1 - Yellow | 100 | mt. | - | kg | - | Adet | 0.675 | USD | 0 | TL
8680734743590 | SM-20S | 20 mm MAKARON 2/1 - SARI | 20 mm Heat Shrink Tube 2/1 - Yellow | 100 | mt. | - | kg | - | Adet | 1.105 | USD | 0 | TL
8680734743767 | SM-25S | 25 mm MAKARON 2/1 - SARI | 25 mm Heat Shrink Tube 2/1 - Yellow | 50 | mt. | - | kg | - | Adet | 1.455 | USD | 0 | TL
8680734743965 | SM-30S | 30 mm MAKARON 2/1 - SARI | 30 mm Heat Shrink Tube 2/1 - Yellow | 50 | mt. | - | kg | - | Adet | 1.895 | USD | 0 | TL
8680734744078 | SM-35S | 35 mm MAKARON 2/1 - SARI | 35 mm Heat Shrink Tube 2/1 - Yellow | 50 | mt. | - | kg | - | Adet | 2.39 | USD | 0 | TL
8680734744405 | SM-40S | 40 mm MAKARON 2/1 - SARI | 40 mm Heat Shrink Tube 2/1 - Yellow | 50 | mt. | - | kg | - | Adet | 2.68 | USD | 0 | TL
8680734744580 | SM-50S | 50 mm MAKARON 2/1 - SARI | 50 mm Heat Shrink Tube 2/1 - Yellow | 25 | mt. | - | kg | - | Adet | 3.25 | USD | 0 | TL
8680734744825 | SM-60S | 60 mm MAKARON 2/1 - SARI | 60 mm Heat Shrink Tube 2/1 - Yellow | 25 | mt. | - | kg | - | Adet | 4.305 | USD | 0 | TL
8680734745037 | SM-70S | 70 mm MAKARON 2/1 - SARI | 70 mm Heat Shrink Tube 2/1 - Yellow | 25 | mt. | - | kg | - | Adet | 5.45 | USD | 0 | TL
8680734745273 | SM-80S | 80 mm MAKARON 2/1 - SARI | 80 mm Heat Shrink Tube 2/1 - Yellow | 25 | mt. | - | kg | - | Adet | 6.025 | USD | 0 | TL
8680734742708 | SM-100S | 100 mm MAKARON 2/1 - SARI | 100 mm Heat Shrink Tube 2/1 - Yellow | 25 | mt. | - | kg | - | Adet | 8.6 | USD | 0 | TL
8680734742869 | SM-120S | 120 mm MAKARON 2/1 - SARI | 120 mm Heat Shrink Tube 2/1 - Yellow | 25 | mt. | - | kg | - | Adet | 11.185 | USD | 0 | TL
8680734742524 | SM-1,5B | 1,5 mm MAKARON 2/1 - BEYAZ | 1,5 mm Heat Shrink Tube 2/1 - White | 200 | mt. | - | kg | - | Adet | 0.095 | USD | 0 | TL
8680734743415 | SM-2,5B | 2,5 mm MAKARON 2/1 - BEYAZ | 2,5 mm Heat Shrink Tube 2/1 - White | 200 | mt. | - | kg | - | Adet | 0.13 | USD | 0 | TL
8680734744122 | SM-3B | 3 mm MAKARON 2/1 - BEYAZ | 3 mm Heat Shrink Tube 2/1 - White | 200 | mt. | - | kg | - | Adet | 0.14 | USD | 0 | TL
8680734744238 | SM-4,5B | 4,5 mm MAKARON 2/1 - BEYAZ | 4,5 mm Heat Shrink Tube 2/1 - White | 100 | mt. | - | kg | - | Adet | 0.2 | USD | 0 | TL
8680734744634 | SM-5B | 5 mm MAKARON 2/1 - BEYAZ | 5 mm Heat Shrink Tube 2/1 - White | 100 | mt. | - | kg | - | Adet | 0.225 | USD | 0 | TL
8680734744870 | SM-6B | 6 mm MAKARON 2/1 - BEYAZ | 6 mm Heat Shrink Tube 2/1 - White | 100 | mt. | - | kg | - | Adet | 0.26 | USD | 0 | TL
8680734745105 | SM-7B | 7 mm MAKARON 2/1 - BEYAZ | 7 mm Heat Shrink Tube 2/1 - White | 100 | mt. | - | kg | - | Adet | 0.26 | USD | 0 | TL
8680734745402 | SM-9B | 9 mm MAKARON 2/1 - BEYAZ | 9 mm Heat Shrink Tube 2/1 - White | 100 | mt. | - | kg | - | Adet | 0.32 | USD | 0 | TL
8680734742890 | SM-12B | 12 mm MAKARON 2/1 - BEYAZ | 12 mm Heat Shrink Tube 2/1 - White | 100 | mt. | - | kg | - | Adet | 0.4 | USD | 0 | TL
8680734743002 | SM-13B | 13 mm MAKARON 2/1 - BEYAZ | 13 mm Heat Shrink Tube 2/1 - White | 100 | mt. | - | kg | - | Adet | 0.435 | USD | 0 | TL
8680734743224 | SM-16B | 16 mm MAKARON 2/1 - BEYAZ | 16 mm Heat Shrink Tube 2/1 - White | 100 | mt. | - | kg | - | Adet | 0.675 | USD | 0 | TL
8680734743545 | SM-20B | 20 mm MAKARON 2/1 - BEYAZ | 20 mm Heat Shrink Tube 2/1 - White | 100 | mt. | - | kg | - | Adet | 1.105 | USD | 0 | TL
8680734743712 | SM-25B | 25 mm MAKARON 2/1 - BEYAZ | 25 mm Heat Shrink Tube 2/1 - White | 50 | mt. | - | kg | - | Adet | 1.455 | USD | 0 | TL
8680734743910 | SM-30B | 30 mm MAKARON 2/1 - BEYAZ | 30 mm Heat Shrink Tube 2/1 - White | 50 | mt. | - | kg | - | Adet | 1.895 | USD | 0 | TL
8680734744023 | SM-35B | 35 mm MAKARON 2/1 - BEYAZ | 35 mm Heat Shrink Tube 2/1 - White | 50 | mt. | - | kg | - | Adet | 2.39 | USD | 0 | TL
8680734744351 | SM-40B | 40 mm MAKARON 2/1 - BEYAZ | 40 mm Heat Shrink Tube 2/1 - White | 50 | mt. | - | kg | - | Adet | 2.68 | USD | 0 | TL
8680734744535 | SM-50B | 50 mm MAKARON 2/1 - BEYAZ | 50 mm Heat Shrink Tube 2/1 - White | 25 | mt. | - | kg | - | Adet | 3.25 | USD | 0 | TL
8680734744771 | SM-60B | 60 mm MAKARON 2/1 - BEYAZ | 60 mm Heat Shrink Tube 2/1 - White | 25 | mt. | - | kg | - | Adet | 4.305 | USD | 0 | TL
8680734744986 | SM-70B | 70 mm MAKARON 2/1 - BEYAZ | 70 mm Heat Shrink Tube 2/1 - White | 25 | mt. | - | kg | - | Adet | 5.45 | USD | 0 | TL
8680734745228 | SM-80B | 80 mm MAKARON 2/1 - BEYAZ | 80 mm Heat Shrink Tube 2/1 - White | 25 | mt. | - | kg | - | Adet | 6.025 | USD | 0 | TL
8680734742654 | SM-100B | 100 mm MAKARON 2/1 - BEYAZ | 100 mm Heat Shrink Tube 2/1 - White | 25 | mt. | - | kg | - | Adet | 8.6 | USD | 0 | TL
8680734742814 | SM-120B | 120 mm MAKARON 2/1 - BEYAZ | 120 mm Heat Shrink Tube 2/1 - White | 25 | mt. | - | kg | - | Adet | 11.185 | USD | 0 | TL
8680734742593 | SM-1,5Y | 1,5 mm MAKARON 2/1 - YEŞİL | 1,5 mm Heat Shrink Tube 2/1 - Green | 200 | mt. | - | kg | - | Adet | 0.095 | USD | 0 | TL
8680734743491 | SM-2,5Y | 2,5 mm MAKARON 2/1 - YEŞİL | 2,5 mm Heat Shrink Tube 2/1 - Green | 200 | mt. | - | kg | - | Adet | 0.13 | USD | 0 | TL
8680734744207 | SM-3Y | 3 mm MAKARON 2/1 - YEŞİL | 3 mm Heat Shrink Tube 2/1 - Green | 200 | mt. | - | kg | - | Adet | 0.14 | USD | 0 | TL
8680734744313 | SM-4,5Y | 4,5 mm MAKARON 2/1 - YEŞİL | 4,5 mm Heat Shrink Tube 2/1 - Green | 100 | mt. | - | kg | - | Adet | 0.2 | USD | 0 | TL
8680734744719 | SM-5Y | 5 mm MAKARON 2/1 - YEŞİL | 5 mm Heat Shrink Tube 2/1 - Green | 100 | mt. | - | kg | - | Adet | 0.225 | USD | 0 | TL
8680734744955 | SM-6Y | 6 mm MAKARON 2/1 - YEŞİL | 6 mm Heat Shrink Tube 2/1 - Green | 100 | mt. | - | kg | - | Adet | 0.26 | USD | 0 | TL
8680734745174 | SM-7Y | 7 mm MAKARON 2/1 - YEŞİL | 7 mm Heat Shrink Tube 2/1 - Green | 100 | mt. | - | kg | - | Adet | 0.26 | USD | 0 | TL
8680734745488 | SM-9Y | 9 mm MAKARON 2/1 - YEŞİL | 9 mm Heat Shrink Tube 2/1 - Green | 100 | mt. | - | kg | - | Adet | 0.32 | USD | 0 | TL
8680734742982 | SM-12Y | 12 mm MAKARON 2/1 - YEŞİL | 12 mm Heat Shrink Tube 2/1 - Green | 100 | mt. | - | kg | - | Adet | 0.4 | USD | 0 | TL
8680734743088 | SM-13Y | 13 mm MAKARON 2/1 - YEŞİL | 13 mm Heat Shrink Tube 2/1 - Green | 100 | mt. | - | kg | - | Adet | 0.435 | USD | 0 | TL
8680734743309 | SM-16Y | 16 mm MAKARON 2/1 - YEŞİL | 16 mm Heat Shrink Tube 2/1 - Green | 100 | mt. | - | kg | - | Adet | 0.675 | USD | 0 | TL
8680734743620 | SM-20Y | 20 mm MAKARON 2/1 - YEŞİL | 20 mm Heat Shrink Tube 2/1 - Green | 100 | mt. | - | kg | - | Adet | 1.105 | USD | 0 | TL
8680734743798 | SM-25Y | 25 mm MAKARON 2/1 - YEŞİL | 25 mm Heat Shrink Tube 2/1 - Green | 50 | mt. | - | kg | - | Adet | 1.455 | USD | 0 | TL
8680734743996 | SM-30Y | 30 mm MAKARON 2/1 - YEŞİL | 30 mm Heat Shrink Tube 2/1 - Green | 50 | mt. | - | kg | - | Adet | 1.895 | USD | 0 | TL
8680734744108 | SM-35Y | 35 mm MAKARON 2/1 - YEŞİL | 35 mm Heat Shrink Tube 2/1 - Green | 50 | mt. | - | kg | - | Adet | 2.39 | USD | 0 | TL
8680734744436 | SM-40Y | 40 mm MAKARON 2/1 - YEŞİL | 40 mm Heat Shrink Tube 2/1 - Green | 50 | mt. | - | kg | - | Adet | 2.68 | USD | 0 | TL
8680734744610 | SM-50Y | 50 mm MAKARON 2/1 - YEŞİL | 50 mm Heat Shrink Tube 2/1 - Green | 25 | mt. | - | kg | - | Adet | 3.25 | USD | 0 | TL
8680734745334 | SM-60Y | 60 mm MAKARON 2/1 - YEŞİL | 60 mm Heat Shrink Tube 2/1 - Green | 25 | mt. | - | kg | - | Adet | 4.305 | USD | 0 | TL
8680734745068 | SM-70Y | 70 mm MAKARON 2/1 - YEŞİL | 70 mm Heat Shrink Tube 2/1 - Green | 25 | mt. | - | kg | - | Adet | 5.45 | USD | 0 | TL
8680734745303 | SM-80Y | 80 mm MAKARON 2/1 - YEŞİL | 80 mm Heat Shrink Tube 2/1 - Green | 25 | mt. | - | kg | - | Adet | 6.025 | USD | 0 | TL
8680734742722 | SM-100Y | 100 mm MAKARON 2/1 - YEŞİL | 100 mm Heat Shrink Tube 2/1 - Green | 25 | mt. | - | kg | - | Adet | 8.6 | USD | 0 | TL
8680734742883 | SM-120Y | 120 mm MAKARON 2/1 - YEŞİL | 120 mm Heat Shrink Tube 2/1 - Green | 25 | mt. | - | kg | - | Adet | 11.185 | USD | 0 | TL
8680734742531 | SM-1,5G | 1,5 mm MAKARON 2/1 - GRI | 1,5 mm Heat Shrink Tube 2/1 - Grey | 200 | mt. | - | kg | - | Adet | 0.095 | USD | 0 | TL
8680734743422 | SM-2,5G | 2,5 mm MAKARON 2/1 - GRI | 2,5 mm Heat Shrink Tube 2/1 - Grey | 200 | mt. | - | kg | - | Adet | 0.13 | USD | 0 | TL
8680734744139 | SM-3G | 3 mm MAKARON 2/1 - GRI | 3 mm Heat Shrink Tube 2/1 - Grey | 200 | mt. | - | kg | - | Adet | 0.14 | USD | 0 | TL
8680734744245 | SM-4,5G | 4,5 mm MAKARON 2/1 - GRI | 4,5 mm Heat Shrink Tube 2/1 - Grey | 100 | mt. | - | kg | - | Adet | 0.2 | USD | 0 | TL
8680734744641 | SM-5G | 5 mm MAKARON 2/1 - GRI | 5 mm Heat Shrink Tube 2/1 - Grey | 100 | mt. | - | kg | - | Adet | 0.225 | USD | 0 | TL
8680734744887 | SM-6G | 6 mm MAKARON 2/1 - GRI | 6 mm Heat Shrink Tube 2/1 - Grey | 100 | mt. | - | kg | - | Adet | 0.26 | USD | 0 | TL
8680734745112 | SM-7G | 7 mm MAKARON 2/1 - GRI | 7 mm Heat Shrink Tube 2/1 - Grey | 100 | mt. | - | kg | - | Adet | 0.26 | USD | 0 | TL
8680734745419 | SM-9G | 9 mm MAKARON 2/1 - GRI | 9 mm Heat Shrink Tube 2/1 - Grey | 100 | mt. | - | kg | - | Adet | 0.32 | USD | 0 | TL
8680734742906 | SM-12G | 12 mm MAKARON 2/1 - GRI | 12 mm Heat Shrink Tube 2/1 - Grey | 100 | mt. | - | kg | - | Adet | 0.4 | USD | 0 | TL
8680734743019 | SM-13G | 13 mm MAKARON 2/1 - GRI | 13 mm Heat Shrink Tube 2/1 - Grey | 100 | mt. | - | kg | - | Adet | 0.435 | USD | 0 | TL
8680734743231 | SM-16G | 16 mm MAKARON 2/1 - GRI | 16 mm Heat Shrink Tube 2/1 - Grey | 100 | mt. | - | kg | - | Adet | 0.675 | USD | 0 | TL
8680734743552 | SM-20G | 20 mm MAKARON 2/1 - GRI | 20 mm Heat Shrink Tube 2/1 - Grey | 100 | mt. | - | kg | - | Adet | 1.105 | USD | 0 | TL
8680734743729 | SM-25G | 25 mm MAKARON 2/1 - GRI | 25 mm Heat Shrink Tube 2/1 - Grey | 50 | mt. | - | kg | - | Adet | 1.455 | USD | 0 | TL
8680734743927 | SM-30G | 30 mm MAKARON 2/1 - GRI | 30 mm Heat Shrink Tube 2/1 - Grey | 50 | mt. | - | kg | - | Adet | 1.895 | USD | 0 | TL
8680734744030 | SM-35G | 35 mm MAKARON 2/1 - GRI | 35 mm Heat Shrink Tube 2/1 - Grey | 50 | mt. | - | kg | - | Adet | 2.39 | USD | 0 | TL
8680734744368 | SM-40G | 40 mm MAKARON 2/1 - GRI | 40 mm Heat Shrink Tube 2/1 - Grey | 50 | mt. | - | kg | - | Adet | 2.68 | USD | 0 | TL
8680734744542 | SM-50G | 50 mm MAKARON 2/1 - GRI | 50 mm Heat Shrink Tube 2/1 - Grey | 25 | mt. | - | kg | - | Adet | 3.25 | USD | 0 | TL
8680734744788 | SM-60G | 60 mm MAKARON 2/1 - GRI | 60 mm Heat Shrink Tube 2/1 - Grey | 25 | mt. | - | kg | - | Adet | 4.305 | USD | 0 | TL
8680734744993 | SM-70G | 70 mm MAKARON 2/1 - GRI | 70 mm Heat Shrink Tube 2/1 - Grey | 25 | mt. | - | kg | - | Adet | 5.45 | USD | 0 | TL
8680734745235 | SM-80G | 80 mm MAKARON 2/1 - GRI | 80 mm Heat Shrink Tube 2/1 - Grey | 25 | mt. | - | kg | - | Adet | 6.025 | USD | 0 | TL
8680734742661 | SM-100G | 100 mm MAKARON 2/1 - GRI | 100 mm Heat Shrink Tube 2/1 - Grey | 25 | mt. | - | kg | - | Adet | 8.6 | USD | 0 | TL
8680734742821 | SM-120G | 120 mm MAKARON 2/1 - GRI | 120 mm Heat Shrink Tube 2/1 - Grey | 25 | mt. | - | kg | - | Adet | 11.185 | USD | 0 | TL
8680734742555 | SM-1,5KH | 1,5 mm MAKARON 2/1 - KAHVERENGİ | 1,5 mm Heat Shrink Tube 2/1 - Brown | 200 | mt. | - | kg | - | Adet | 0.095 | USD | 0 | TL
8680734743446 | SM-2,5KH | 2,5 mm MAKARON 2/1 - KAHVERENGİ | 2,5 mm Heat Shrink Tube 2/1 - Brown | 200 | mt. | - | kg | - | Adet | 0.13 | USD | 0 | TL
8680734744153 | SM-3KH | 3 mm MAKARON 2/1 - KAHVERENGİ | 3 mm Heat Shrink Tube 2/1 - Brown | 200 | mt. | - | kg | - | Adet | 0.14 | USD | 0 | TL
8680734744269 | SM-4,5KH | 4,5 mm MAKARON 2/1 - KAHVERENGİ | 4,5 mm Heat Shrink Tube 2/1 - Brown | 100 | mt. | - | kg | - | Adet | 0.2 | USD | 0 | TL
8680734744665 | SM-5KH | 5 mm MAKARON 2/1 - KAHVERENGİ | 5 mm Heat Shrink Tube 2/1 - Brown | 100 | mt. | - | kg | - | Adet | 0.225 | USD | 0 | TL
8680734744900 | SM-6KH | 6 mm MAKARON 2/1 - KAHVERENGİ | 6 mm Heat Shrink Tube 2/1 - Brown | 100 | mt. | - | kg | - | Adet | 0.26 | USD | 0 | TL
8680734745136 | SM-7KH | 7 mm MAKARON 2/1 - KAHVERENGİ | 7 mm Heat Shrink Tube 2/1 - Brown | 100 | mt. | - | kg | - | Adet | 0.26 | USD | 0 | TL
8680734745433 | SM-9KH | 9 mm MAKARON 2/1 - KAHVERENGİ | 9 mm Heat Shrink Tube 2/1 - Brown | 100 | mt. | - | kg | - | Adet | 0.32 | USD | 0 | TL
8680734742920 | SM-12KH | 12 mm MAKARON 2/1 - KAHVERENGİ | 12 mm Heat Shrink Tube 2/1 - Brown | 100 | mt. | - | kg | - | Adet | 0.4 | USD | 0 | TL
8680734743033 | SM-13KH | 13 mm MAKARON 2/1 - KAHVERENGİ | 13 mm Heat Shrink Tube 2/1 - Brown | 100 | mt. | - | kg | - | Adet | 0.435 | USD | 0 | TL
8680734743255 | SM-16KH | 16 mm MAKARON 2/1 - KAHVERENGİ | 16 mm Heat Shrink Tube 2/1 - Brown | 100 | mt. | - | kg | - | Adet | 0.675 | USD | 0 | TL
8680734743576 | SM-20KH | 20 mm MAKARON 2/1 - KAHVERENGİ | 20 mm Heat Shrink Tube 2/1 - Brown | 100 | mt. | - | kg | - | Adet | 1.105 | USD | 0 | TL
8680734743743 | SM-25KH | 25 mm MAKARON 2/1 - KAHVERENGİ | 25 mm Heat Shrink Tube 2/1 - Brown | 50 | mt. | - | kg | - | Adet | 1.455 | USD | 0 | TL
8680734743941 | SM-30KH | 30 mm MAKARON 2/1 - KAHVERENGİ | 30 mm Heat Shrink Tube 2/1 - Brown | 50 | mt. | - | kg | - | Adet | 1.895 | USD | 0 | TL
8680734744054 | SM-35KH | 35 mm MAKARON 2/1 - KAHVERENGİ | 35 mm Heat Shrink Tube 2/1 - Brown | 50 | mt. | - | kg | - | Adet | 2.63 | USD | 0 | TL
8680734744382 | SM-40KH | 40 mm MAKARON 2/1 - KAHVERENGİ | 40 mm Heat Shrink Tube 2/1 - Brown | 50 | mt. | - | kg | - | Adet | 2.945 | USD | 0 | TL
8680734744566 | SM-50KH | 50 mm MAKARON 2/1 - KAHVERENGİ | 50 mm Heat Shrink Tube 2/1 - Brown | 25 | mt. | - | kg | - | Adet | 3.575 | USD | 0 | TL
8680734744801 | SM-60KH | 60 mm MAKARON 2/1 - KAHVERENGİ | 60 mm Heat Shrink Tube 2/1 - Brown | 25 | mt. | - | kg | - | Adet | 4.73 | USD | 0 | TL
8680734745013 | SM-70KH | 70 mm MAKARON 2/1 - KAHVERENGİ | 70 mm Heat Shrink Tube 2/1 - Brown | 25 | mt. | - | kg | - | Adet | 5.995 | USD | 0 | TL
8680734745259 | SM-80KH | 80 mm MAKARON 2/1 - KAHVERENGİ | 80 mm Heat Shrink Tube 2/1 - Brown | 25 | mt. | - | kg | - | Adet | 6.63 | USD | 0 | TL
8680734742685 | SM-100KH | 100 mm MAKARON 2/1 - KAHVERENGİ | 100 mm Heat Shrink Tube 2/1 - Brown | 25 | mt. | - | kg | - | Adet | 9.465 | USD | 0 | TL
8680734742845 | SM-120KH | 120 mm MAKARON 2/1 - KAHVERENGİ | 120 mm Heat Shrink Tube 2/1 - Brown | 25 | mt. | - | kg | - | Adet | 12.3 | USD | 0 | TL
8680734743477 | SM-2,5SY | 2,5 mm MAKARON 2/1 - SARI/YEŞİL | 2,5 mm Heat Shrink Tube 2/1 - Yellow/Green | 200 | mt. | - | kg | - | Adet | 0.36 | USD | 0 | TL
8680734744184 | SM-3SY | 3 mm MAKARON 2/1 - SARI/YEŞİL | 3 mm Heat Shrink Tube 2/1 - Yellow/Green | 200 | mt. | - | kg | - | Adet | 0.24 | USD | 0 | TL
8680734743866 | SM-3,5SY | 3,5 mm MAKARON 2/1 - SARI/YEŞİL | 3,5 mm Heat Shrink Tube 2/1 - Yellow/Green | 200 | mt. | - | kg | - | Adet | 0.26 | USD | 0 | TL
8680734744290 | SM-4,5SY | 4,5 mm MAKARON 2/1 - SARI/YEŞİL | 4,5mm Heat Shrink Tube 2/1 - Yellow/Green | 100 | mt. | - | kg | - | Adet | 0.3 | USD | 0 | TL
8680734744696 | SM-5SY | 5 mm MAKARON 2/1 - SARI/YEŞİL | 5 mm Heat Shrink Tube 2/1 - Yellow/Green | 100 | mt. | - | kg | - | Adet | 0.32 | USD | 0 | TL
8680734744931 | SM-6SY | 6 mm MAKARON 2/1 - SARI/YEŞİL | 6 mm Heat Shrink Tube 2/1 - Yellow/Green | 100 | mt. | - | kg | - | Adet | 0.36 | USD | 0 | TL
8680734745464 | SM-9SY | 9 mm MAKARON 2/1 - SARI/YEŞİL | 9 mm Heat Shrink Tube 2/1 - Yellow/Green | 100 | mt. | - | kg | - | Adet | 0.49 | USD | 0 | TL
8680734742739 | SM-10SY | 10 mm MAKARON 2/1 - SARI/YEŞİL | 10 mm Heat Shrink Tube 2/1 - Yellow/Green | 100 | mt. | - | kg | - | Adet | 0.55 | USD | 0 | TL
8680734742968 | SM-12SY | 12 mm MAKARON 2/1 - SARI/YEŞİL | 12 mm Heat Shrink Tube 2/1 - Yellow/Green | 100 | mt. | - | kg | - | Adet | 0.69 | USD | 0 | TL
8680734743064 | SM-13SY | 13 mm MAKARON 2/1 - SARI/YEŞİL | 13 mm Heat Shrink Tube 2/1 - Yellow/Green | 100 | mt. | - | kg | - | Adet | 0.775 | USD | 0 | TL
8680734743286 | SM-16SY | 16 mm MAKARON 2/1 - SARI/YEŞİL | 16 mm Heat Shrink Tube 2/1 - Yellow/Green | 100 | mt. | - | kg | - | Adet | 1.11 | USD | 0 | TL
8680734743606 | SM-20SY | 20 mm MAKARON 2/1 - SARI/YEŞİL | 20 mm Heat Shrink Tube 2/1 - Yellow/Green | 100 | mt. | - | kg | - | Adet | 1.4 | USD | 0 | TL
8680734743774 | SM-25SY | 25 mm MAKARON 2/1 - SARI/YEŞİL | 25 mm Heat Shrink Tube 2/1 - Yellow/Green | 50 | mt. | - | kg | - | Adet | 2.075 | USD | 0 | TL
8680734743972 | SM-30SY | 30 mm MAKARON 2/1 - SARI/YEŞİL | 30 mm Heat Shrink Tube 2/1 - Yellow/Green | 50 | mt. | - | kg | - | Adet | 2.785 | USD | 0 | TL
8680734744085 | SM-35SY | 35 mm MAKARON 2/1 - SARI/YEŞİL | 35 mm Heat Shrink Tube 2/1 - Yellow/Green | 50 | mt. | - | kg | - | Adet | 3.41 | USD | 0 | TL
8680734744412 | SM-40SY | 40 mm MAKARON 2/1 - SARI/YEŞİL | 40 mm Heat Shrink Tube 2/1 - Yellow/Green | 50 | mt. | - | kg | - | Adet | 3.92 | USD | 0 | TL
8680734744597 | SM-50SY | 50 mm MAKARON 2/1 - SARI/YEŞİL | 50 mm Heat Shrink Tube 2/1 - Yellow/Green | 25 | mt. | - | kg | - | Adet | 5.37 | USD | 0 | TL
8680734744832 | SM-60SY | 60 mm MAKARON 2/1 - SARI/YEŞİL | 60 mm Heat Shrink Tube 2/1 - Yellow/Green | 25 | mt. | - | kg | - | Adet | 7.5 | USD | 0 | TL
8680734745044 | SM-70SY | 70 mm MAKARON 2/1 - SARI/YEŞİL | 70 mm Heat Shrink Tube 2/1 - Yellow/Green | 25 | mt. | - | kg | - | Adet | 10.09 | USD | 0 | TL
8680734745280 | SM-80SY | 80 mm MAKARON 2/1 - SARI/YEŞİL | 80 mm Heat Shrink Tube 2/1 - Yellow/Green | 25 | mt. | - | kg | - | Adet | 12.315 | USD | 0 | TL
8680734745198 | SM-8/2IYM | 8/2 mm İÇİ YAPIŞKANLI MAKARON 3/1 - SİYAH | 8/2 mm Heat Shrink Tube 3/1 - Black | 1.22 | mt. | - | kg | - | Adet | 1.18 | USD | 0 | TL
8680734742616 | SM-10/3IYM | 10,2/3 mm İÇİ YAPIŞKANLI MAKARON 3/1 - SİYAH | 10,2/3 mm Heat Shrink Tube 3/1 - Black | 1.22 | mt. | - | kg | - | Adet | 1.47 | USD | 0 | TL
8680734742777 | SM-12/3IYM | 12/3 mm İÇİ YAPIŞKANLI MAKARON 3/1 - SİYAH | 12/3 mm Heat Shrink Tube 3/1 - Black | 1.22 | mt. | - | kg | - | Adet | 1.765 | USD | 0 | TL
8680734743194 | SM-16/5IYM | 16/5 mm İÇİ YAPIŞKANLI MAKARON 3/1 - SİYAH | 16/5 mm Heat Shrink Tube 3/1 - Black | 1.22 | mt. | - | kg | - | Adet | 2.745 | USD | 0 | TL
8680734743378 | SM-19/5IYM | 19,1/5,6 mm İÇİ YAPIŞKANLI MAKARON 3/1 - SİYAH | 19,1/5,6 mm Heat Shrink Tube 3/1 - Black | 1.22 | mt. | - | kg | - | Adet | 3.52 | USD | 0 | TL
8680734743644 | SM-22/6IYM | 22/6 mm İÇİ YAPIŞKANLI MAKARON 3/1 - SİYAH | 22/6 mm Heat Shrink Tube 3/1 - Black | 1.22 | mt. | - | kg | - | Adet | 3.92 | USD | 0 | TL
8680734743705 | SM-25/8IYM | 25/8 mm İÇİ YAPIŞKANLI MAKARON 3/1 - SİYAH | 25/8 mmHeat Shrink Tube 3/1 - Black | 1.22 | mt. | - | kg | - | Adet | 4.165 | USD | 0 | TL
8680734743811 | SM-28/6IYM | 28/6 mm İÇİ YAPIŞKANLI MAKARON 3/1 - SİYAH | 28/6 mm Heat Shrink Tube 3/1 - Black | 1.22 | mt. | - | kg | - | Adet | 4.405 | USD | 0 | TL
8680734744009 | SM-33/8IYM | 33/8 mm İÇİ YAPIŞKANLI MAKARON 3/1 - SİYAH | 33/8 mm Heat Shrink Tube 3/1 - Black | 1.22 | mt. | - | kg | - | Adet | 4.895 | USD | 0 | TL
8680734744115 | SM-38/12IYM | 38/12 mm İÇİ YAPIŞKANLI MAKARON 3/1 - SİYAH | 38/12 mm Heat Shrink Tube 3/1 - Black | 1.22 | mt. | - | kg | - | Adet | 5.38 | USD | 0 | TL
8680734744443 | SM-43/12IYM | 43,2/12,7 mm İÇİ YAPIŞKANLI MAKARON 3/1 - SİYAH | 43,2/12,7 mm Heat Shrink Tube 3/1 - Black | 1.22 | mt. | - | kg | - | Adet | 5.87 | USD | 0 | TL
8680734744627 | SM-55/16IYM | 55/16 mm İÇİ YAPIŞKANLI MAKARON 3/1 - SİYAH | 55/16 mm Heat Shrink Tube 3/1 - Black | 1.22 | mt. | - | kg | - | Adet | 6.365 | USD | 0 | TL
8680734744856 | SM-65/19IYM | 65/19 mm İÇİ YAPIŞKANLI MAKARON 3/1 - SİYAH | 65/19 mm Heat Shrink Tube 3/1 - Black | 1.22 | mt. | - | kg | - | Adet | 7.835 | USD | 0 | TL
8680734745075 | SM-75/22IYM | 75/22 mm İÇİ YAPIŞKANLI MAKARON 3/1 - SİYAH | 75/22 mm Heat Shrink Tube 3/1 - Black | 1.22 | mt. | - | kg | - | Adet | 9.795 | USD | 0 | TL
8680734745310 | SM-85/25IYM | 85/25 mm İÇİ YAPIŞKANLI MAKARON 3/1 - SİYAH | 85/25 mm Heat Shrink Tube 3/1 - Black | 1.22 | mt. | - | kg | - | Adet | 11.265 | USD | 0 | TL
8680734745396 | SM-95/30IYM | 95/30 mm İÇİ YAPIŞKANLI MAKARON 3/1 - SİYAH | 95/30 mm Heat Shrink Tube 3/1 - Black | 1.22 | mt. | - | kg | - | Adet | 13.22 | USD | 0 | TL
8680734742753 | SM-115/34IYM | 115/34 mm İÇİ YAPIŞKANLI MAKARON 3/1 - SİYAH | 115/34 mm Heat Shrink Tube 3/1 - Black | 1.22 | mt. | - | kg | - | Adet | 15.665 | USD | 0 | TL
8680734743101 | SM-140/42IYM | 140/42 mm İÇİ YAPIŞKANLI MAKARON 3/1 - SİYAH | 140/42 mm Heat Shrink Tube 3/1 - Black | 1.22 | mt. | - | kg | - | Adet | 20.565 | USD | 0 | TL
8680734743217 | SM-160/50IYM | 160/50 mm İÇİ YAPIŞKANLI MAKARON 3/1 - SİYAH | 160/50 mm Heat Shrink Tube 3/1 - Black | 1 | mt. | - | kg | - | Adet | 22.525 | USD | 0 | TL
8680734743347 | SM-180/58IYM | 180/58 mm İÇİ YAPIŞKANLI MAKARON 3/1 - SİYAH | 180/58 mm Heat Shrink Tube 3/1 - Black | 1 | mt. | - | kg | - | Adet | 31.34 | USD | 0 | TL
8680734743521 | SM-200/60IYM | 200/60 mm İÇİ YAPIŞKANLI MAKARON 3/1 - SİYAH | 200/60 mm Heat Shrink Tube 3/1 - Black | 1 | mt. | - | kg | - | Adet | 44.075 | USD | 0 | TL
8680734743675 | SM-230/69IYM | 230/69 mm İÇİ YAPIŞKANLI MAKARON 3/1 - SİYAH | 230/69 mm Heat Shrink Tube 3/1 - Black | 1 | mt. | - | kg | - | Adet | 48.965 | USD | 0 | TL
8680734743897 | SM-30/12FM | 30/12 mm FERMUARLI MAKARON 3/1 - SİYAH | 30/12 mm Heat Shrinkable Repair Sleeve 3/1 - Black | 900 | mt. | - | kg | - | Adet | 22.3 | USD | 0 | TL
8680734744344 | SM-40/18FM | 40/18 mm FERMUARLI MAKARON 3/1 - SİYAH | 40/18 mm Heat Shrinkable Repair Sleeve 3/1 - Black | 900 | mt. | - | kg | - | Adet | 26 | USD | 0 | TL
8680734744511 | SM-50/18FM | 50/18 mm FERMUARLI MAKARON 3/1 - SİYAH | 50/18 mm Heat Shrinkable Repair Sleeve 3/1 - Black | 900 | mt. | - | kg | - | Adet | 34.1 | USD | 0 | TL
8680734745709 | SM-65/22FM | 65/22 mm FERMUARLI MAKARON 3/1 - SİYAH | 65/22 mm Heat Shrinkable Repair Sleeve 3/1 - Black | 900 | mt. | - | kg | - | Adet | 43.35 | USD | 0 | TL
8680734745716 | SM-85/30FM | 85/22 mm FERMUARLI MAKARON 3/1 - SİYAH | 85/22 mm Heat Shrinkable Repair Sleeve 3/1 - Black | 900 | mt. | - | kg | - | Adet | 55.75 | USD | 0 | TL
8680734742630 | SM-100/35FM | 100/35 mm FERMUARLI MAKARON 3/1 - SİYAH | 100/35 mm Heat Shrinkable Repair Sleeve 3/1 - Black | 900 | mt. | - | kg | - | Adet | 61.95 | USD | 0 | TL
8680734742791 | SM-120/40FM | 120/40 mm FERMUARLI MAKARON 3/1 - SİYAH | 120/40 mm Heat Shrinkable Repair Sleeve 3/1 - Black | 900 | mt. | - | kg | - | Adet | 64.45 | USD | 0 | TL
8680734743149 | SM-150/50FM | 150/50 mm FERMUARLI MAKARON 3/1 - SİYAH | 150/50 mm Heat Shrinkable Repair Sleeve 3/1 - Black | 900 | mt. | - | kg | - | Adet | 69.4 | USD | 0 | TL
8680734743200 | SM-160/50FM | 160/50 mm FERMUARLI MAKARON 3/1 - SİYAH | 160/50 mm Heat Shrinkable Repair Sleeve 3/1 - Black | 900 | mt. | - | kg | - | Adet | 74.35 | USD | 0 | TL
8680734743699 | SM-25/10PBC | 25/10 mm ÇAPRAZ BAĞLANTILI POLIOLEFIN MAKARON (OG Baralar İçin) | 25/10 mm Polyolefin BusBar Tubing Heat Shrink Tube | 25 | mt. | - | kg | - | Adet | 4.4 | USD | 0 | TL
8680734743903 | SM-30/12PBC | 30/12 mm ÇAPRAZ BAĞLANTILI POLIOLEFIN MAKARON (OG Baralar İçin) | 30/12 mm Polyolefin BusBar Tubing Heat Shrink Tube | 25 | mt. | - | kg | - | Adet | 5.55 | USD | 0 | TL
8680734744337 | SM-40/16PBC | 40/16 mm ÇAPRAZ BAĞLANTILI POLIOLEFIN MAKARON (OG Baralar İçin) | 40/16 mm Polyolefin BusBar Tubing Heat Shrink Tube | 25 | mt. | - | kg | - | Adet | 5.9 | USD | 0 | TL
8680734744528 | SM-50/20PBC | 50/20 mm ÇAPRAZ BAĞLANTILI POLIOLEFIN MAKARON (OG Baralar İçin) | 50/20 mm Polyolefin BusBar Tubing Heat Shrink Tube | 25 | mt. | - | kg | - | Adet | 8.1 | USD | 0 | TL
8680734744863 | SM-65/26PBC | 65/26 mm ÇAPRAZ BAĞLANTILI POLIOLEFIN MAKARON (OG Baralar İçin) | 65/26 mm Polyolefin BusBar Tubing Heat Shrink Tube | 25 | mt. | - | kg | - | Adet | 11.85 | USD | 0 | TL
8680734745099 | SM-75/30PBC | 75/30 mm ÇAPRAZ BAĞLANTILI POLIOLEFIN MAKARON (OG Baralar İçin) | 75/30 mm Polyolefin BusBar Tubing Heat Shrink Tube | 25 | mt. | - | kg | - | Adet | 13.15 | USD | 0 | TL
8680734745341 | SM-85/34PBC | 85/34 mm ÇAPRAZ BAĞLANTILI POLIOLEFIN MAKARON (OG Baralar İçin) | 85/34 mm Polyolefin BusBar Tubing Heat Shrink Tube | 25 | mt. | - | kg | - | Adet | 15.1 | USD | 0 | TL
8680734742647 | SM-100/40PBC | 100/40 mm ÇAPRAZ BAĞLANTILI POLIOLEFIN MAKARON (OG Baralar İçin) | 100/40 mm Polyolefin BusBar Tubing Heat Shrink Tube | 25 | mt. | - | kg | - | Adet | 17.1 | USD | 0 | TL
8680734742807 | SM-120/50PBC | 120/50 mm ÇAPRAZ BAĞLANTILI POLIOLEFIN MAKARON (OG Baralar İçin) | 120/50 mm Polyolefin BusBar Tubing Heat Shrink Tube | 25 | mt. | - | kg | - | Adet | 19.55 | USD | 0 | TL
8680734743156 | SM-150/60PBC | 150/60 mm ÇAPRAZ BAĞLANTILI POLIOLEFIN MAKARON (OG Baralar İçin) | 150/60 mm Polyolefin BusBar Tubing Heat Shrink Tube | 25 | mt. | - | kg | - | Adet | 22 | USD | 0 | TL
8680734711728 | S..1002C | SAFAK.100.2C-100x2,5 mm BEYAZ KABLO BAĞI | 100 x 2,5 mm. Nylon 6.6 Cable Tie - Natural Color | 100 | Adet | 10.4 | kg | 30000 | Adet | 0.007 | EUR | 0 | TL
8680734711742 | S..1302C | SAFAK.130.2C-130x2,5 mm BEYAZ KABLO BAĞI | 130 x 2,5 mm. Nylon 6.6 Cable Tie - Natural Color | 100 | Adet | 12.25 | kg | 25000 | Adet | 0.009 | EUR | 0 | TL
8680734711780 | S..1602C | SAFAK.160.2C-160x2,5 mm BEYAZ KABLO BAĞI | 160 x 2,5 mm. Nylon 6.6 Cable Tie - Natural Color | 100 | Adet | 11.05 | kg | 20000 | Adet | 0.012 | EUR | 0 | TL
8680734711827 | S..2002C | SAFAK.200.2C-200x2,5 mm BEYAZ KABLO BAĞI | 200 x 2,5 mm. Nylon 6.6 Cable Tie - Natural Color | 100 | Adet | 14.45 | kg | 20000 | Adet | 0.014 | EUR | 0 | TL
8680734711766 | S..1403C | SAFAK.140.3C-140x3,5 mm BEYAZ KABLO BAĞI | 140 x 3,5 mm. Nylon 6.6 Cable Tie - Natural Color | 100 | Adet | 13.4 | kg | 20000 | Adet | 0.015 | EUR | 0 | TL
8680734711834 | S..2003C | SAFAK.200.3C-200x3,5 mm BEYAZ KABLO BAĞI | 200 x 3,5 mm. Nylon 6.6 Cable Tie - Natural Color | 100 | Adet | 11.15 | kg | 12000 | Adet | 0.0215 | EUR | 0 | TL
8680734711889 | S..2503C | SAFAK.250.3C-250x3,5 mm BEYAZ KABLO BAĞI | 250 x 3,5 mm. Nylon 6.6 Cable Tie - Natural Color | 100 | Adet | 15.5 | kg | 13000 | Adet | 0.027 | EUR | 0 | TL
8680734711940 | S..2803C | SAFAK.280.B3C-280x3,5 mm BEYAZ KABLO BAĞI | 280 x 3,5 mm. Nylon 6.6 Cable Tie - Natural Color | 100 | Adet | 18.2 | kg | 13000 | Adet | 0.0305 | EUR | 0 | TL
8680734712008 | S..3703C | SAFAK.370.3C-370x3,5 mm BEYAZ KABLO BAĞI | 370 x 3,5 mm. Nylon 6.6 Cable Tie -Natural Color | 100 | Adet | 13.8 | kg | 8000 | Adet | 0.0405 | EUR | 0 | TL
8680734711841 | S..2004C | SAFAK.200.4C-200x4,5 mm BEYAZ KABLO BAĞI | 200 x 4,5 mm. Nylon 6.6 Cable Tie - Natural Color | 100 | Adet | 14.35 | kg | 10000 | Adet | 0.0275 | EUR | 0 | TL
8680734711896 | S..2504C | SAFAK.250.4C-250x4,5 mm BEYAZ KABLO BAĞI | 250 x 4,5 mm. Nylon 6.6 Cable Tie - Natural Color | 100 | Adet | 18.45 | kg | 10000 | Adet | 0.037 | EUR | 0 | TL
8680734711964 | S..3004C | SAFAK.300.4C-300x4,5 mm BEYAZ KABLO BAĞI | 300 x 4,5 mm. Nylon 6.6 Cable Tie - Natural Color | 100 | Adet | 17.85 | kg | 8000 | Adet | 0.0435 | EUR | 0 | TL
8680734712015 | S..3604C | SAFAK.300.4C-300x4,5 mm BEYAZ KABLO BAĞI | 360 x 4,5 mm. Nylon 6.6 Cable Tie - Natural Color | 100 | Adet | 19.5 | kg | 8000 | Adet | 0.0535 | EUR | 0 | TL
8680734712060 | S..3804C | SAFAK.380.4C-380x4,5 mm BEYAZ KABLO BAĞI | 380 x 4,5 mm. Nylon 6.6 Cable Tie - Natural Color | 100 | Adet | 19.45 | kg | 7000 | Adet | 0.0575 | EUR | 0 | TL
8680734712084 | S..4304C | SAFAK.430.4C-430x4,5 mm BEYAZ KABLO BAĞI | 430 x 4,5 mm. Nylon 6.6 Cable Tie - Natural Color | 100 | Adet | 15.3 | kg | 5000 | Adet | 0.07 | EUR | 0 | TL
8680734711988 | S..3007C | SAFAK.300.7C-300x7,5 mm BEYAZ KABLO BAĞI | 300 x 7,5 mm. Nylon 6.6 Cable Tie - Natural Color | 100 | Adet | 15.85 | kg | 3000 | Adet | 0.082 | EUR | 0 | TL
8680734712022 | S..3707C | SAFAK.370.7C-370x7,5 mm BEYAZ KABLO BAĞI | 370 x 7,5 mm. Nylon 6.6 Cable Tie - Natural Color | 100 | Adet | 16.8 | kg | 3000 | Adet | 0.106 | EUR | 0 | TL
8680734712107 | S..4507C | SAFAK.450.7C-450x7,5 mm BEYAZ KABLO BAĞI | 450 x 7,5 mm. Nylon 6.6 Cable Tie - Natural Color | 100 | Adet | 18.6 | kg | 2500 | Adet | 0.124 | EUR | 0 | TL
8680734712121 | S..5407C | SAFAK.540.7C-540x7,5 mm BEYAZ KABLO BAĞI | 540 x 7,5 mm. Nylon 6.6 Cable Tie - Natural Color | 100 | Adet | 22.25 | kg | 2500 | Adet | 0.17 | EUR | 0 | TL
8680734712145 | S..7507C | SAFAK.750.7C-750x7,5 mm BEYAZ KABLO BAĞI | 750 x 7,5 mm. Nylon 6.6 Cable Tie - Natural Color | 100 | Adet | 17.85 | kg | 1500 | Adet | 0.237 | EUR | 0 | TL
8680734742210 | S..8109C | SAFAK.810.9C-810x9 mm BEYAZ KABLO BAĞI | 810 x 9 mm. Nylon 6.6 Cable Tie - Natural Color | 100 | Adet | 16 | kg | 1000 | Adet | 0.3305 | EUR | 0 | TL
8680734742234 | S..9209C | SAFAK.920.9C-920x9 mm BEYAZ KABLO BAĞI | 920 x 9 mm. Nylon 6.6 Cable Tie - Natural Color | 100 | Adet | 17 | kg | 1000 | Adet | 0.3705 | EUR | 0 | TL
8680734711803 | S..1919 | SAFAK.1919-19x19 mm 4 YOLLU YAPIŞKANLI KROŞE BEYAZ | 19 x 19 mm. Nylon Square Base - Natural Color | 100 | Adet | 0 | kg | 5000 | Adet | 0.043 | EUR | 0 | TL
8680734711810 | S..1919B | SAFAK.1919-19x19 mm 4 YOLLU YAPIŞKANLI KROŞE SİYAH | 19 x 19 mm. Nylon Square Base - Black Color | 100 | Adet | 0 | kg | 5000 | Adet | 0.043 | EUR | 0 | TL
8680734711926 | S..2727 | SAFAK.2727-27x27 mm 4 YOLLU YAPIŞKANLI KROŞE BEYAZ | 27 x 27 mm. Nylon Square Base - Natural Color | 100 | Adet | 0 | kg | 5000 | Adet | 0.079 | EUR | 0 | TL
8680734711933 | S..2727B | SAFAK.2727-27x27 mm 4 YOLLU YAPIŞKANLI KROŞE SİYAH | 27 x 27 mm. Nylon Square Base - Black Color | 100 | Adet | 0 | kg | 5000 | Adet | 0.079 | EUR | 0 | TL
8680734712572 | S..TM1 | SAFAK.TM1-VİDALI KROŞE BEYAZ (15.2 x 9.4 x 6.8 ) | Saddle Natural Nylon Support Ø 15.2x9.4x6.8 | 100 | Adet | 2.4 | kg | 5000 | Adet | 0.0205 | EUR | 0 | TL
8680734712596 | S..TM2 | SAFAK.TM2-VİDALI KROŞE BEYAZ | Saddle Natural Nylon Support Ø 5 22x16.2x10.8 | 100 | Adet | 5.5 | kg | 3000 | Adet | 0.045 | EUR | 0 | TL
8680734711735 | S..100B2C | SAFAK.100B.2C-100x2,5 mm SİYAH KABLO BAĞI | 100 x 2,5 mm. Nylon 6.6 Cable Tie - Black Color | 100 | Adet | 10.4 | kg | 30000 | Adet | 0.007 | EUR | 0 | TL
8680734711759 | S..130B2C | SAFAK.130B.2C-130x2,5 mm SİYAH KABLO BAĞI | 130 x 2,5 mm. Nylon 6.6 Cable Tie - Black Color | 100 | Adet | 12.25 | kg | 25000 | Adet | 0.009 | EUR | 0 | TL
8680734711797 | S..160B2C | SAFAK.160B.2C-160x2,5 mm SİYAH KABLO BAĞI | 160 x 2,5 mm. Nylon 6.6 Cable Tie - Black Color | 100 | Adet | 11.05 | kg | 20000 | Adet | 0.012 | EUR | 0 | TL
8680734711858 | S..200B2C | SAFAK.200B.2C-200x2,5 mm SİYAH KABLO BAĞI | 200 x 2,5 mm. Nylon 6.6 Cable Tie - Black Color | 100 | Adet | 14.45 | kg | 20000 | Adet | 0.014 | EUR | 0 | TL
8680734711773 | S..140B3C | SAFAK.140B.3C-140x3,5 mm SİYAH KABLO BAĞI | 140 x 3,5 mm. Nylon 6.6 Cable Tie - Black Color | 100 | Adet | 13.4 | kg | 20000 | Adet | 0.015 | EUR | 0 | TL
8680734711865 | S..200B3C | SAFAK.200B.3C-200x3,5 mm SİYAH KABLO BAĞI | 200 x 3,5 mm. Nylon 6.6 Cable Tie - Black Color | 100 | Adet | 11.15 | kg | 12000 | Adet | 0.0215 | EUR | 0 | TL
8680734711902 | S..250B3C | SAFAK.250.B3C-250x3,5 mm SİYAH KABLO BAĞI | 250 x 3,5 mm. Nylon 6.6 Cable Tie - Black Color | 100 | Adet | 15.5 | kg | 13000 | Adet | 0.027 | EUR | 0 | TL
8680734711957 | S..280B3C | SAFAK.280.B3C-280x3,5 mm SİYAH KABLO BAĞI | 280 x 3,5 mm. Nylon 6.6 Cable Tie - Black Color | 100 | Adet | 18.2 | kg | 13000 | Adet | 0.0305 | EUR | 0 | TL
8680734712039 | S..370B3C | SAFAK.370B.3C-370x3,5 mm SİYAH KABLO BAĞI | 370 x 3,5 mm. Nylon 6.6 Cable Tie - Black Color | 100 | Adet | 13.8 | kg | 8000 | Adet | 0.0405 | EUR | 0 | TL
8680734711872 | S..200B4C | SAFAK.200.4C-200x4,5 mm SİYAH KABLO BAĞI | 200 x 4,5 mm. Nylon 6.6 Cable Tie - Black Color | 100 | Adet | 14.35 | kg | 10000 | Adet | 0.0275 | EUR | 0 | TL
8680734711919 | S..250B4C | SAFAK.250B.4C-250x4,5 mm SİYAH KABLO BAĞI | 250 x 4,5 mm. Nylon 6.6 Cable Tie -Black Color | 100 | Adet | 18.45 | kg | 10000 | Adet | 0.037 | EUR | 0 | TL
8680734711971 | S..300B4C | SAFAK.300.4C-300x4,5 mm SİYAH KABLO BAĞI | 300 x 4,5 mm. Nylon 6.6 Cable Tie - Black Color | 100 | Adet | 17.85 | kg | 8000 | Adet | 0.0435 | EUR | 0 | TL
8680734712046 | S..360B4C | SAFAK.360B.4C-360x4,5 mm SİYAH KABLO BAĞI | 360 x 4,5 mm. Nylon 6.6 Cable Tie -Black Color | 100 | Adet | 19.5 | kg | 8000 | Adet | 0.0535 | EUR | 0 | TL
8680734712077 | S..380B4C | SAFAK.380B.4C-380x4,5 mm SİYAH KABLO BAĞI | 380 x 4,5 mm. Nylon 6.6 Cable Tie - Black Color | 100 | Adet | 19.45 | kg | 7000 | Adet | 0.0575 | EUR | 0 | TL
8680734712091 | S..430B4C | SAFAK.430B.4C-430x4,5 mm SİYAH KABLO BAĞI | 430 x 4,5 mm. Nylon 6.6 Cable Tie - Black Color | 100 | Adet | 15.3 | kg | 5000 | Adet | 0.07 | EUR | 0 | TL
8680734711995 | S..300B7C | SAFAK.300.7C-300x7,5 mm SİYAH KABLO BAĞI | 300 x 7,5 mm. Nylon 6.6 Cable Tie - Black Color | 100 | Adet | 15.85 | kg | 3000 | Adet | 0.082 | EUR | 0 | TL
8680734712053 | S..370B7C | SAFAK.370B.7C-370x7,5 mm SİYAH KABLO BAĞI | 370 x 7,5 mm. Nylon 6.6 Cable Tie - Black Color | 100 | Adet | 16.8 | kg | 3000 | Adet | 0.106 | EUR | 0 | TL
8680734712114 | S..450B7C | SAFAK.450B.7C-450x7,5 mm SİYAH KABLO BAĞI | 450 x 7,5 mm. Nylon 6.6 Cable Tie - Black Color | 100 | Adet | 18.6 | kg | 2500 | Adet | 0.124 | EUR | 0 | TL
8680734712138 | S..540B7C | SAFAK.540.7C-540x7,5 mm SİYAH KABLO BAĞI | 540 x 7,5 mm. Nylon 6.6 Cable Tie - Black Color | 100 | Adet | 22.25 | kg | 2500 | Adet | 0.17 | EUR | 0 | TL
8680734712152 | S..750B7C | SAFAK.750B.7C-750x7,5 mm SİYAH KABLO BAĞI | 750 x 7,5 mm. Nylon 6.6 Cable Tie - Black Color | 100 | Adet | 17.85 | kg | 1500 | Adet | 0.237 | EUR | 0 | TL
8680734742227 | S..810B9C | SAFAK.810.9C-810x9 mm SİYAH KABLO BAĞI | 810 x 9 mm. Nylon 6.6 Cable Tie - Black Color | 100 | Adet | 16 | kg | 1000 | Adet | 0.3305 | EUR | 0 | TL
8680734742241 | S..920B9C | SAFAK.920.9C-920x9 mm SİYAH KABLO BAĞI | 920 x 9 mm. Nylon 6.6 Cable Tie - Black Color | 100 | Adet | 17 | kg | 1000 | Adet | 0.3705 | EUR | 0 | TL
8680734730064 | S-TA1 | TIRNAKLI KABLO BAĞI APARATI | Cable Tie Fixing Apparatus | 0 | Adet | 0 | kg | 0 | Adet | 0.225 | EUR | 0 | TL
8680734712183 | SFK-STB125S | SFK.STB.125S-125-4,5 mm PASLANMAZ ÇELİK KABLO BAĞI | 125 x 4,5 mm. Stainless Steel Cable Tie With Ball Lock | 100 | Adet | 10.2 | kg | 5000 | Adet | 0.1485 | EUR | 0 | TL
8680734712251 | SFK-STB200S | SFK.STB.200S-200-4,5 mm PASLANMAZ ÇELİK KABLO BAĞI | 200 x 4,5 mm. Stainless Steel Cable Tie With Ball Lock | 100 | Adet | 7 | kg | 2500 | Adet | 0.17 | EUR | 0 | TL
8680734712282 | SFK-STB250S | SFK.STB.250S-250-4,5 mm ÇELİK KABLO BAĞI | 250 x 4,5 mm. Stainless Steel Cable Tie With Ball Lock | 100 | Adet | 8.7 | kg | 2500 | Adet | 0.1845 | EUR | 0 | TL
8680734712312 | SFK-STB300S | SFK.STB.300S-300-4,5 mm ÇELİK KABLO BAĞI | 300 x 4,5 mm. Stainless Steel Cable Tie With Ball Lock | 100 | Adet | 9 | kg | 2500 | Adet | 0.199 | EUR | 0 | TL
8680734712374 | SFK-STB360S | SFK.STB.360S-360-4,5 mm ÇELİK KABLO BAĞI | 360 x 4,5 mm. Stainless Steel Cable Tie With Ball Lock | 100 | Adet | 10.5 | kg | 2500 | Adet | 0.2165 | EUR | 0 | TL
8680734712381 | SFK-STB400S | SFK.STB.400S-400-4,5 mm ÇELİK KABLO BAĞI | 400 x 4,5 mm. Stainless Steel Cable Tie With Ball Lock | 100 | Adet | 11.5 | kg | 2500 | Adet | 0.228 | EUR | 0 | TL
8680734712442 | SFK-STB520S | SFK.STB.520S-520x4,5 mm S ÇELİK KABLO BAĞI | 520 x 4,5 mm. Stainless Steel Cable Tie With Ball Lock | 100 | Adet | 14 | kg | 2500 | Adet | 0.2625 | EUR | 0 | TL
8680734712503 | SFK-STB680S | SFK.STB.680S-680-4,5 mm ÇELİK KABLO BAĞI | 680 x 4,5 mm. Stainless Steel Cable Tie With Ball Lock | 100 | Adet | 14.2 | kg | 2000 | Adet | 0.309 | EUR | 0 | TL
8680734712565 | SFK-STB840S | SFK.STB.840S-840-4,5 mm ÇELİK KABLO BAĞI | 840 x 4,5 mm. Stainless Steel Cable Tie With Ball Lock | 100 | Adet | 17 | kg | 2000 | Adet | 0.3555 | EUR | 0 | TL
8680734712244 | SFK-STB200M | SFK.STB.200M-200x7,9 mm PASLANMAZ ÇELİK KABLO BAĞI | 200 x 7,9 mm. Stainless Steel Cable Tie With Ball Lock | 100 | Adet | 13 | kg | 2500 | Adet | 0.275 | EUR | 0 | TL
8680734712367 | SFK-STB360M | SFK.STB.360M-360x8 mm ÇELİK KABLO BAĞI | 360 x 8,0 mm. Stainless Steel Cable Tie With Ball Lock | 50 | Adet | 11 | kg | 1250 | Adet | 0.3555 | EUR | 0 | TL
8680734712435 | SFK-STB520M | SFK.STB.520M-520x7,9 mm ÇELİK KABLO BAĞI | 520 x 7,9 mm. Stainless Steel Cable Tie With Ball Lock | 100 | Adet | 20.7 | kg | 2000 | Adet | 0.4375 | EUR | 0 | TL
8680734712497 | SFK-STB680M | SFK.STB.680M-680x7,9 mm ÇELİK KABLO BAĞI | 680 x 7,9 mm. Stainless Steel Cable Tie With Ball Lock | 100 | Adet | 15.2 | kg | 1000 | Adet | 0.518 | EUR | 0 | TL
8680734712558 | SFK-STB840M | SFK.STB.840M-840x7,9 mm ÇELİK KABLO BAĞI | 840 x 7,9 mm. Stainless Steel Cable Tie With Ball Lock | 100 | Adet | 19.7 | kg | 1000 | Adet | 0.5995 | EUR | 0 | TL
8680734712190 | SFK-STB1990 | SFK-STB1990-19x90 mm PASLANMAZ ÇELİK ETİKET | 19 x 90 mm. Stainless Steel Marker | 100 | Adet | 8 | kg | 2500 | Adet | 0.163 | EUR | 0 | TL
8680734729891 | SFK-STB1254C | SFK.STB1254.PVC-125x4,5 mm POLYESTER KAPLI SİYAH 304 ÇELİK KABLO BAĞI | 125x4.5mm, 304ss coated | 100 | Adet | 9.33 | kg | 5000 | Adet | 0.1755 | EUR | 0 | TL
8680734729907 | SFK-STB2004C | SFK.STB2004.PVC-200x4,5 mm POLYESTER KAPLI SİYAH 304 ÇELİK KABLO BAĞI | 200x4.5mm, 304ss coated | 100 | Adet | 6.59 | kg | 2500 | Adet | 0.213 | EUR | 0 | TL
8680734729914 | SFK-STB2504C | SFK.STB2504.PVC-250x4,5 mm POLYESTER KAPLI SİYAH 304 ÇELİK KABLO BAĞI | 250x4.5mm, 304ss coated | 100 | Adet | 7.88 | kg | 2500 | Adet | 0.2385 | EUR | 0 | TL
8680734729921 | SFK-STB3004C | SFK.STB3004.PVC-300x4,5 mm POLYESTER KAPLI SİYAH 304 ÇELİK KABLO BAĞI | 300x4.5mm, 304ss coated | 100 | Adet | 9.2 | kg | 2500 | Adet | 0.2635 | EUR | 0 | TL
8680734729938 | SFK-STB3604C | SFK.STB3604.PVC-360x4,5 mm POLYESTER KAPLI SİYAH 304 ÇELİK KABLO BAĞI | 360x4.5mm, 304ss coated | 100 | Adet | 10.4 | kg | 2500 | Adet | 0.294 | EUR | 0 | TL
8680734729945 | SFK-STB5204C | SFK.STB5204.PVC-520x4,6 mm POLYESTER KAPLI SİYAH 304 ÇELİK KABLO BAĞI | 520x4.6mm, 304ss coated | 100 | Adet | 14.89 | kg | 2500 | Adet | 0.3745 | EUR | 0 | TL
8680734729952 | SFK-STB6804C | SFK.STB6804.PVC-680x4,5 mm POLYESTER KAPLI SİYAH 304 ÇELİK KABLO BAĞI | 680x4.5mm, 304ss coated | 100 | Adet | 14.68 | kg | 2000 | Adet | 0.457 | EUR | 0 | TL
8680734729969 | SFK-STB8404C | SFK.STB8404.PVC-840x4,5 mm POLYESTER KAPLI SİYAH 304 ÇELİK KABLO BAĞI | 840x4.5mm, 304ss coated | 100 | Adet | 17.49 | kg | 2000 | Adet | 0.5375 | EUR | 0 | TL
8680734729976 | SFK-STB2008C | SFK.STB2008.PVC-200x7,9 mm POLYESTER KAPLI SİYAH 304 ÇELİK KABLO BAĞI | 200x7.9mm, 304ss coated | 100 | Adet | 13 | kg | 2500 | Adet | 0.33 | EUR | 0 | TL
8680734729983 | SFK-STB3608C | SFK.STB3608.PVC-360x7,9 mm POLYESTER KAPLI SİYAH 304 ÇELİK KABLO BAĞI | 360x7.9mm, 304ss coated | 100 | Adet | 19.8 | kg | 2500 | Adet | 0.455 | EUR | 0 | TL
8680734729990 | SFK-STB5208C | SFK.STB5208.PVC-520x7,9 mm POLYESTER KAPLI SİYAH 304 ÇELİK KABLO BAĞI | 520x7.9mm, 304ss coated | 100 | Adet | 21.4 | kg | 2000 | Adet | 0.5815 | EUR | 0 | TL
8680734730002 | SFK-STB6808C | SFK.STB6808.PVC-680x7,9 mm POLYESTER KAPLI SİYAH 304 ÇELİK KABLO BAĞI | 680x7.9mm, 304ss coated | 100 | Adet | 13.5 | kg | 1000 | Adet | 0.706 | EUR | 0 | TL
8680734730019 | SFK-STB8408C | SFK.STB8408.PVC-840x7,9 mm POLYESTER KAPLI SİYAH 304 ÇELİK KABLO BAĞI | 840x7.9mm, 304ss coated | 100 | Adet | 18.27 | kg | 1000 | Adet | 0.833 | EUR | 0 | TL
8680734712169 | SFK-STB1254-316C | SFK-STB1254-316C-125x4,5 mm POLYESTER KAPLI SİYAH 316 ÇELİK KABLO BAĞI | 125x4.5mm, 316ss coated | 100 | Adet | 9.42 | kg | 5000 | Adet | 0.2025 | EUR | 0 | TL
8680734712206 | SFK-STB2004-316C | SFK-STB2004-316C-200x4,5 mm POLYESTER KAPLI SİYAH 316 ÇELİK KABLO BAĞI | 200x4.5mm, 316ss coated | 100 | Adet | 6.66 | kg | 2500 | Adet | 0.247 | EUR | 0 | TL
8680734712268 | SFK-STB2504-316C | SFK-STB2504-316C-250x4,5 mm POLYESTER KAPLI SİYAH 316 ÇELİK KABLO BAĞI | 250x4.5mm, 316ss coated | 100 | Adet | 7.96 | kg | 2500 | Adet | 0.277 | EUR | 0 | TL
8680734712299 | SFK-STB3004-316C | SFK-STB3004-316C-300x4,5 mm POLYESTER KAPLI SİYAH 316 ÇELİK KABLO BAĞI | 300x4.5mm, 316ss coated | 100 | Adet | 9.29 | kg | 2500 | Adet | 0.307 | EUR | 0 | TL
8680734712329 | SFK-STB3604-316C | SFK-STB3604-316C-360x4,5 mm POLYESTER KAPLI SİYAH 316 ÇELİK KABLO BAĞI | 360x4.5mm, 316ss coated | 100 | Adet | 10.5 | kg | 2500 | Adet | 0.3425 | EUR | 0 | TL
8680734712398 | SFK-STB5204-316C | SFK-STB5204-316C-520x4,6 mm POLYESTER KAPLI SİYAH 316 ÇELİK KABLO BAĞI | 520x4.5mm, 316ss coated | 100 | Adet | 15.04 | kg | 2500 | Adet | 0.4375 | EUR | 0 | TL
8680734712459 | SFK-STB6804-316C | SFK-STB6804-316C-680x4,5 mm POLYESTER KAPLI SİYAH 316 ÇELİK KABLO BAĞI | 680x4.5mm, 316ss coated | 100 | Adet | 14.83 | kg | 2000 | Adet | 0.533 | EUR | 0 | TL
8680734712510 | SFK-STB8404-316C | SFK-STB8404-316C-840x4,5 mm POLYESTER KAPLI SİYAH 316 ÇELİK KABLO BAĞI | 840x4.5mm, 316ss coated | 100 | Adet | 17.66 | kg | 2000 | Adet | 0.628 | EUR | 0 | TL
8680734712220 | SFK-STB2008-316C | SFK-STB2008-316C-200x7,9 mm POLYESTER KAPLI SİYAH 316 ÇELİK KABLO BAĞI | 200x7.9mm, 316ss coated | 100 | Adet | 13.13 | kg | 2500 | Adet | 0.3915 | EUR | 0 | TL
8680734712343 | SFK-STB3608-316C | SFK-STB3608-316C-360x7,9 mm POLYESTER KAPLI SİYAH 316 ÇELİK KABLO BAĞI | 360x7.9mm, 316ss coated | 100 | Adet | 20 | kg | 2500 | Adet | 0.541 | EUR | 0 | TL
8680734712411 | SFK-STB5208-316C | SFK-STB5208-316C-520x7,9 mm POLYESTER KAPLI SİYAH 316 ÇELİK KABLO BAĞI | 520x7.9mm, 316ss coated | 100 | Adet | 21.61 | kg | 2000 | Adet | 0.6945 | EUR | 0 | TL
8680734712473 | SFK-STB6808-316C | SFK-STB6808-316C-680x7,9 mm POLYESTER KAPLI SİYAH 316 ÇELİK KABLO BAĞI | 680x7.9mm, 316ss coated | 100 | Adet | 13.64 | kg | 1000 | Adet | 0.8445 | EUR | 0 | TL
8680734712534 | SFK-STB8408-316C | SFK-STB8408-316C-840x7,9 mm POLYESTER KAPLI SİYAH 316 ÇELİK KABLO BAĞI | 840x7.9mm, 316ss coated | 100 | Adet | 18.45 | kg | 1000 | Adet | 0.994 | EUR | 0 | TL
8014748300256 | SS-075-2C | SS-075-2C-0,75x2,5 mm BEYAZ KABLO BAĞI | 75 x 2,5 mm. Nylon 6.6 Cable Tie - Natural Color | 100 | Adet | 8.15 | kg | 30000 | Adet | 0.007 | EUR | 0 | TL
8014748300263 | SS-100-2C | SS-100-2C-100x2,5 mm BEYAZ KABLO BAĞI | 100 x 2,5 mm. Nylon 6.6 Cable Tie - Natural Color | 100 | Adet | 10.4 | kg | 30000 | Adet | 0.0085 | EUR | 0 | TL
8014748300232 | SS-135-2C | SS-135-2C-135x2,5 mm BEYAZ KABLO BAĞI | 135 x 2,5 mm. Nylon 6.6 Cable Tie - Natural Color | 100 | Adet | 12.25 | kg | 25000 | Adet | 0.0115 | EUR | 0 | TL
8014748301024 | SS-160-2C | SS-160-2C-160x2,5 mm BEYAZ KABLO BAĞI | 160 x 2,5 mm. Nylon 6.6 Cable Tie - Natural Color | 100 | Adet | 11.05 | kg | 20000 | Adet | 0.0145 | EUR | 0 | TL
8014748300270 | SS-200-2C | SS-200-2C-200x2,5 mm BEYAZ KABLO BAĞI | 200 x 2,5 mm. Nylon 6.6 Cable Tie - Natural Color | 100 | Adet | 14.45 | kg | 20000 | Adet | 0.0195 | EUR | 0 | TL
8014748300287 | SS-140-3C | SS-140-3C-140x3,5 mm BEYAZ KABLO BAĞI | 140 x 3,5 mm. Nylon 6.6 Cable Tie - Natural Color | 100 | Adet | 13.4 | kg | 20000 | Adet | 0.0185 | EUR | 0 | TL
8014748300249 | SS-200-3C | SS-200-3C-200x3,5 mm BEYAZ KABLO BAĞI | 200 x 3,5 mm. Nylon 6.6 Cable Tie - Natural Color | 100 | Adet | 11.15 | kg | 12000 | Adet | 0.027 | EUR | 0 | TL
8014748304629 | SS-250-3C | SS-250-3C-250x3,5 mm BEYAZ KABLO BAĞI | 250 x 3,5 mm. Nylon 6.6 Cable Tie - Natural Color | 100 | Adet | 15.5 | kg | 13000 | Adet | 0.034 | EUR | 0 | TL
8014748300294 | SS-280-3C | SS-280-3C-280x3,5 mm BEYAZ KABLO BAĞI | 280 x 3,5 mm. Nylon 6.6 Cable Tie - Natural Color | 100 | Adet | 18.2 | kg | 13000 | Adet | 0.036 | EUR | 0 | TL
8014748301185 | SS-360-3C | SS-360-3C-360x3,5 mm BEYAZ KABLO BAĞI | 360 x 3,5 mm. Nylon 6.6 Cable Tie - Natural Color | 100 | Adet | 13.8 | kg | 8000 | Adet | 0.053 | EUR | 0 | TL
8014748301062 | SS-140-4C | SS-140-4C-140x4,5 mm BEYAZ KABLO BAĞI | 140 x 4,5 mm. Nylon 6.6 Cable Tie - Natural Color | 100 | Adet | 11 | kg | 10000 | Adet | 0.0245 | EUR | 0 | TL
8014748301109 | SS-160-4C | SS-160-4C-160x4,5 mm BEYAZ KABLO BAĞI | 160 x 4,5 mm. Nylon 6.6 Cable Tie - Natural Color | 100 | Adet | 12.15 | kg | 10000 | Adet | 0.0325 | EUR | 0 | TL
8014748300317 | SS-200-4C | SS-200-4C-200x4,5 mm BEYAZ KABLO BAĞI | 200 x 4,5 mm. Nylon 6.6 Cable Tie - Natural Color | 100 | Adet | 14.35 | kg | 10000 | Adet | 0.0385 | EUR | 0 | TL
8014748301192 | SS-250-4C | SS-250-4C-250x4,5 mm BEYAZ KABLO BAĞI | 250 x 4,5 mm. Nylon 6.6 Cable Tie - Natural Color | 100 | Adet | 18.45 | kg | 10000 | Adet | 0.0495 | EUR | 0 | TL
8014748300324 | SS-280-4C | SS-280-4C-280x4,5 mm BEYAZ KABLO BAĞI | 280 x 4,5 mm. Nylon 6.6 Cable Tie - Natural Color | 100 | Adet | 19.05 | kg | 10000 | Adet | 0.0565 | EUR | 0 | TL
8014748303820 | SS-300-4C | SS-300-4C-300x4,5 mm BEYAZ KABLO BAĞI | 300 x 4,5 mm. Nylon 6.6 Cable Tie - Natural Color | 100 | Adet | 17.85 | kg | 8000 | Adet | 0.0625 | EUR | 0 | TL
8014748300331 | SS-360-4C | SS-360-4C-360x4,5 mm BEYAZ KABLO BAĞI | 360 x 4,5 mm. Nylon 6.6 Cable Tie - Natural Color | 100 | Adet | 19.5 | kg | 8000 | Adet | 0.072 | EUR | 0 | TL
8014748301147 | SS-380-4C | SS-380-4C-380x4,5 mm BEYAZ KABLO BAĞI | 380 x 4,5 mm. Nylon 6.6 Cable Tie - Natural Color | 100 | Adet | 19.45 | kg | 7000 | Adet | 0.078 | EUR | 0 | TL
8014748301208 | SS-430-4C | SS.430.4C-430x4,5 mm BEYAZ KABLO BAĞI | 430 x 4,5 mm. Nylon 6.6 Cable Tie - Natural Color | 100 | Adet | 15.3 | kg | 5000 | Adet | 0.088 | EUR | 0 | TL
8014748300348 | SS-280-7C | SS-280-7C-280x7,5 mm BEYAZ KABLO BAĞI | 280 x 7,5 mm. Nylon 6.6 Cable Tie - Natural Color | 100 | Adet | 18.3 | kg | 4000 | Adet | 0.088 | EUR | 0 | TL
8014748301888 | SS-320-7C | SS-320-7C-320x7,5 mm BEYAZ KABLO BAĞI | 320 x 7,5 mm. Nylon 6.6 Cable Tie - Natural Color | 100 | Adet | 15.85 | kg | 3000 | Adet | 0.0985 | EUR | 0 | TL
8014748300355 | SS-360-7C | SS-360-7C-360x7,5 mm BEYAZ KABLO BAĞI | 360 x 7,5 mm. Nylon 6.6 Cable Tie - Natural Color | 100 | Adet | 16.8 | kg | 3000 | Adet | 0.128 | EUR | 0 | TL
8014748301239 | SS-450-7C | SS-450-7C-450x7,5 mm BEYAZ KABLO BAĞI | 450 x 7,5 mm. Nylon 6.6 Cable Tie - Natural Color | 100 | Adet | 18.6 | kg | 2500 | Adet | 0.2325 | EUR | 0 | TL
8014748301246 | SS-540-7C | SS-540-7C-540x7,5 mm BEYAZ KABLO BAĞI | 540 x 7,5 mm. Nylon 6.6 Cable Tie - Natural Color | 100 | Adet | 22.25 | kg | 2500 | Adet | 0.3 | EUR | 0 | TL
8014748300379 | SS-750-7C | SS-750-7C-750x7,5 mm BEYAZ KABLO BAĞI | 750 x 7,5 mm. Nylon 6.6 Cable Tie - Natural Color | 100 | Adet | 17.85 | kg | 1500 | Adet | 0.322 | EUR | 0 | TL
8014748305381 | SS-780-9C | SS-780-9C-780x9,0 mm BEYAZ KABLO BAĞI | 780 x 9.0 mm. Nylon 6.6 Cable Tie - Natural Color | 100 | Adet | 16 | kg | 1000 | Adet | 0.4335 | EUR | 0 | TL
8014748305480 | SS-920-9C | SS-920-9C-920x9,0 mm BEYAZ KABLO BAĞI | 920 x 9.0 mm. Nylon 6.6 Cable Tie - Natural Color | 100 | Adet | 19.6 | kg | 1000 | Adet | 0.521 | EUR | 0 | TL
8014748302687 | SS-1220-9C | SS-1220-9C-1220x9,0 mm BEYAZ KABLO BAĞI | 1220 x 9.0 mm. Nylon 6.6 Cable Tie - Natural Color | 100 | Adet | 27.65 | kg | 1000 | Adet | 0.7975 | EUR | 0 | TL
8014748301291 | SS-750-12C | SS-750-12C-750x12,5 mm BEYAZ KABLO BAĞI | 750 x 12,5 mm. Nylon 6.6 Cable Tie - Natural Color | 50 | Adet | 22.5 | kg | 1000 | Adet | 0.731 | EUR | 0 | TL
8014748301307 | SS-1000-12C | SS-1000-12C-1000x12,5 mm BEYAZ KABLO BAĞI | 1000 x 12,5 mm. Nylon 6.6 Cable Tie - Natural Color | 50 | Adet | 28.7 | kg | 1000 | Adet | 1.236 | EUR | 0 | TL
8014748300546 | SS-100B-2C | SS-100B-2C-100x2,5 mm SİYAH KABLO BAĞI | 100 x 2,5 mm. Nylon 6.6 Cable Tie - Black Color | 100 | Adet | 10.4 | kg | 30000 | Adet | 0.0085 | EUR | 0 | TL
8014748300553 | SS-135B-2C | SS-135B-2C-135x2,5 mm SİYAH KABLO BAĞI | 135 x 2,5 mm. Nylon 6.6 Cable Tie - Black Color | 100 | Adet | 12.25 | kg | 25000 | Adet | 0.0115 | EUR | 0 | TL
8014748301048 | SS-160B-2C | SS-160B-2C-160x2,5 mm SİYAH KABLO BAĞI | 160 x 2,5 mm. Nylon 6.6 Cable Tie - Black Color | 100 | Adet | 11.05 | kg | 20000 | Adet | 0.0145 | EUR | 0 | TL
8014748300560 | SS-200B-2C | SS-200B-2C-200x2,5 mm SİYAH KABLO BAĞI | 200 x 2,5 mm. Nylon 6.6 Cable Tie - Black Color | 100 | Adet | 14.45 | kg | 20000 | Adet | 0.0195 | EUR | 0 | TL
8014748300577 | SS-140B-3C | SS-140B-3C-140x3,5 mm SİYAH KABLO BAĞI | 140 x 3,5 mm. Nylon 6.6 Cable Tie - Black Color | 100 | Adet | 13.4 | kg | 20000 | Adet | 0.0185 | EUR | 0 | TL
8014748300584 | SS-200B-3C | SS-200B-3C-200x3,5 mm SİYAH KABLO BAĞI | 200 x 3,5 mm. Nylon 6.6 Cable Tie - Black Color | 100 | Adet | 11.15 | kg | 12000 | Adet | 0.027 | EUR | 0 | TL
8014748304636 | SS-250B-3C | SS-250B-3C-250x3,5 mm SİYAH KABLO BAĞI | 250 x 3,5 mm. Nylon 6.6 Cable Tie - Black Color | 100 | Adet | 15.5 | kg | 13000 | Adet | 0.034 | EUR | 0 | TL
8014748300591 | SS-280B-3C | SS-280B-3C-280x3,5 mm SİYAH KABLO BAĞI | 280 x 3,5 mm. Nylon 6.6 Cable Tie - Black Color | 100 | Adet | 18.2 | kg | 13000 | Adet | 0.036 | EUR | 0 | TL
8014748301314 | SS-360B-3C | SS-360B-3C-360x3,5 mm SİYAH KABLO BAĞI | 360 x 3,5 mm. Nylon 6.6 Cable Tie - Black Color | 100 | Adet | 13.8 | kg | 8000 | Adet | 0.053 | EUR | 0 | TL
8014748301086 | SS-140B-4C | SS-140B-4C-140x4,5 mm SİYAH KABLO BAĞI | 140 x 4,5 mm. Nylon 6.6 Cable Tie - Black Color | 100 | Adet | 11 | kg | 10000 | Adet | 0.0245 | EUR | 0 | TL
8014748301123 | SS-160B-4C | SS-160B-4C-160x4,5 mm SİYAH KABLO BAĞI | 160 x 4,5 mm. Nylon 6.6 Cable Tie - Black Color | 100 | Adet | 12.15 | kg | 10000 | Adet | 0.0325 | EUR | 0 | TL
8014748300614 | SS-200B-4C | SS-200B-4C-200x4,5 mm SİYAH KABLO BAĞI | 200 x 4,5 mm. Nylon 6.6 Cable Tie - Black Color | 100 | Adet | 14.35 | kg | 10000 | Adet | 0.0385 | EUR | 0 | TL
8014748300621 | SS-280B-4C | SS-280B-4C-280x4,5 mm SİYAH KABLO BAĞI | 280 x 4,5 mm. Nylon 6.6 Cable Tie - Black Color | 100 | Adet | 19.05 | kg | 10000 | Adet | 0.0565 | EUR | 0 | TL
8014748303844 | SS-300B-4C | SS-300B-4C-300x4,5 mm SİYAH KABLO BAĞI | 300 x 4,5 mm. Nylon 6.6 Cable Tie - Black Color | 100 | Adet | 17.85 | kg | 8000 | Adet | 0.0625 | EUR | 0 | TL
8014748300638 | SS-360B-4C | SS-360B-4C-360x4,5 mm SİYAH KABLO BAĞI | 360 x 4,5 mm. Nylon 6.6 Cable Tie - Black Color | 100 | Adet | 19.5 | kg | 8000 | Adet | 0.072 | EUR | 0 | TL
8014748301161 | SS-380B-4C | SS-380B-4C-380x4,5 mm Sİ,YAH KABLO BAĞI | 380 x 4,5 mm. Nylon 6.6 Cable Tie - Black Color | 100 | Adet | 19.45 | kg | 7000 | Adet | 0.078 | EUR | 0 | TL
8014748301338 | SS-430B-4C | SS-430B-4C-430x4,5 mm SİYAH KABLO BAĞI | 430 x 4,5 mm. Nylon 6.6 Cable Tie - Black Color | 100 | Adet | 15.3 | kg | 5000 | Adet | 0.088 | EUR | 0 | TL
8014748300645 | SS-280B-7C | SS-280B-7C-280x7,5 mm SİYAH KABLO BAĞI | 280 x 7,5 mm. Nylon 6.6 Cable Tie - Black Color | 100 | Adet | 18.3 | kg | 4000 | Adet | 0.088 | EUR | 0 | TL
8014748301901 | SS-320B-7C | SS-320B-7C-320x7,5 mm SİYAH KABLO BAĞI | 320 x 7,5 mm. Nylon 6.6 Cable Tie - Black Color | 100 | Adet | 15.85 | kg | 3000 | Adet | 0.0985 | EUR | 0 | TL
8014748300652 | SS-360B-7C | SS-360B-7C-360x7,5 mm SİYAH KABLO BAĞI | 360 x 7,5 mm. Nylon 6.6 Cable Tie - Black Color | 100 | Adet | 16.8 | kg | 3000 | Adet | 0.128 | EUR | 0 | TL
8014748301369 | SS-450B-7C | SS-450B-7C-450x7,5 mm SİYAH KABLO BAĞI | 450 x 7,5 mm. Nylon 6.6 Cable Tie - Black Color | 100 | Adet | 18.6 | kg | 2500 | Adet | 0.2325 | EUR | 0 | TL
8014748301376 | SS-540B-7C | SS-540B-7C-540x7,5 mm SİYAH KABLO BAĞI | 540 x 7,5 mm. Nylon 6.6 Cable Tie - Black Color | 100 | Adet | 22.25 | kg | 2500 | Adet | 0.3 | EUR | 0 | TL
8014748300676 | SS-750B-7C | SS-750B-7C-750x7,5 mm SİYAH KABLO BAĞI | 750 x 7,5 mm. Nylon 6.6 Cable Tie - Black Color | 100 | Adet | 17.85 | kg | 1500 | Adet | 0.322 | EUR | 0 | TL
8014748306272 | SS-780B-9C | SS-780B-9C-780x9,0 mm SİYAH KABLO BAĞI | 780 x 9.0 mm. Nylon 6.6 Cable Tie - Black Color | 100 | Adet | 16 | kg | 1000 | Adet | 0.4335 | EUR | 0 | TL
8014748305497 | SS-920B-9C | SS-920B-9C-920x9,0 mm SİYAH KABLO BAĞI | 920 x 9.0 mm. Nylon 6.6 Cable Tie - Black Color | 100 | Adet | 19.6 | kg | 1000 | Adet | 0.521 | EUR | 0 | TL
8014748302519 | SS-1220B-9C | SS-1220B-9C-1220x9,0 mm SİYAH KABLO BAĞI | 1220 x 9.0 mm. Nylon 6.6 Cable Tie - Black Color | 100 | Adet | 27.65 | kg | 1000 | Adet | 0.7975 | EUR | 0 | TL
8680734712657 | SS-1000B-12C | SS-1000B-12C-1000x12,5 mm SİYAH KABLO BAĞI | 1000 x 12,5 mm. Nylon 6.6 Cable Tie - Black Color | 50 | Adet | 28.7 | kg | 1000 | Adet | 1.236 | EUR | 0 | TL
8014748306371 | SS-100W-2C | SS-100W-2C-100x2,5 mm ULTRAVİYOLE KABLO BAĞI | 100 x 2,5 mm. Ultraviolet Cable Tie - Black Color | 100 | Adet | 10.4 | kg | 30000 | Adet | 0.0105 | EUR | 0 | TL
8014748306388 | SS-135W-2C | SS-135W-2C-135x2,5 mm ULTRAVİYOLE KABLO BAĞI | 135 x 2,5 mm. Ultraviolet Cable Tie - Black Color | 100 | Adet | 12.25 | kg | 25000 | Adet | 0.0145 | EUR | 0 | TL
8014748306289 | SS-200W-2C | SS-200W-2C-200x2,5 mm ULTRAVİYOLE KABLO BAĞI | 200 x 2,5 mm. Ultraviolet Cable Tie - Black Color | 100 | Adet | 14.45 | kg | 20000 | Adet | 0.0245 | EUR | 0 | TL
8014748306296 | SS-140W-3C | SS-140W-3C-140x3,5 mm ULTRAVİYOLE KABLO BAĞI | 140 x 3,5 mm. Ultraviolet Cable Tie - Black Color | 100 | Adet | 13.4 | kg | 20000 | Adet | 0.0235 | EUR | 0 | TL
8014748306302 | SS-200W-3C | SS-200W-3C-200x3,5 mm ULTRAVİYOLE KABLO BAĞI | 200 x 3,5 mm. Ultraviolet Cable Tie - Black Color | 100 | Adet | 11.15 | kg | 12000 | Adet | 0.036 | EUR | 0 | TL
8014748306401 | SS-250W-3C | SS-250W-3C-250x3,5 mm ULTRAVİYOLE KABLO BAĞI | 250 x 3,5 mm. Ultraviolet Cable Tie - Black Color | 100 | Adet | 15.5 | kg | 13000 | Adet | 0.0445 | EUR | 0 | TL
8014748306319 | SS-280W-3C | SS-280W-3C-280x3,5 mm ULTRAVİYOLE KABLO BAĞI | 280 x 3,5 mm. Ultraviolet Cable Tie - Black Color | 100 | Adet | 18.9 | kg | 13000 | Adet | 0.046 | EUR | 0 | TL
8680734712985 | SS-200W-4C | SS-200W-4C-200x4,5 mm ULTRAVİYOLE KABLO BAĞI | 200 x 4,5 mm. Ultraviolet Cable Tie - Black Color | 100 | Adet | 14.35 | kg | 10000 | Adet | 0.05 | EUR | 0 | TL
8014748306333 | SS-300W-4C | SS-300W-4C-300x4,5 mm ULTRAVİOLE KABLO BAĞI | 300 x 4,5 mm. Ultraviolet Cable Tie - Black Color | 100 | Adet | 17.85 | kg | 8000 | Adet | 0.0815 | EUR | 0 | TL
8014748306326 | SS-380W-4C | SS-380W-4C-380x4,5 mm ULTRAVİYOLE KABLO BAĞI | 380 x 4,5 mm. Ultraviolet Cable Tie - Black Color | 100 | Adet | 19.45 | kg | 7000 | Adet | 0.1035 | EUR | 0 | TL
8014748306562 | SS-430W-4C | SS-430W-4C-430x4,5 mm ULTRAVİYOLE KABLO BAĞI | 430 x 4,5 mm. Ultraviolet Cable Tie - Black Color | 100 | Adet | 15.3 | kg | 5000 | Adet | 0.114 | EUR | 0 | TL
8014748306364 | SS-320W-7C | SS-320W-7C-320x7,5 mm ULTRAVİYOLE KABLO BAĞI | 320 x 7,5 mm. Ultraviolet Cable Tie - Black Color | 100 | Adet | 15.85 | kg | 3000 | Adet | 0.1275 | EUR | 0 | TL
8014748306340 | SS-360W-7C | SS-360W-7C-360x7,5 mm ULTRAVİYOLE KABLO BAĞI | 360 x 7,5 mm. Ultraviolet Cable Tie - Black Color | 100 | Adet | 16.8 | kg | 3000 | Adet | 0.1465 | EUR | 0 | TL
8014748306357 | SS-450W-7C | SS-450W-7C-450x7,5 mm ULTRAVİYOLE KABLO BAĞI | 450 x 7,5 mm. Ultraviolet Cable Tie - Black Color | 100 | Adet | 18.6 | kg | 2500 | Adet | 0.302 | EUR | 0 | TL
8014748306456 | SS-540W-7C | SS-540W-7C-540x7,5 mm ULTRAVİYOLE KABLO BAĞI | 540 x 7,5 mm. Ultraviolet Cable Tie - Black Color | 100 | Adet | 22.25 | kg | 2500 | Adet | 0.39 | EUR | 0 | TL
8680734713470 | SS-780W-9C | SS-780W-9C-780x9,0 mm ULTRAVİYOLE KABLO BAĞI | 780 x 9,0 mm. Ultraviolet Cable Tie - Black Color | 100 | Adet | 16 | kg | 1000 | Adet | 0.564 | EUR | 0 | TL
8014748302908 | SS-100S-2C | SS-100S-2C-100x2,5 mm SARI KABLO BAĞI | 100 x 2,5 mm. Nylon 6.6 Cable Tie - Yellow | 100 | Adet | 1.95 | kg | 5000 | Adet | 0.01 | EUR | 0 | TL
8014748302786 | SS-100K-2C | SS-100K-2C-100x2,5 mm KIRMIZI KABLO BAĞI | 100 x 2,5 mm. Nylon 6.6 Cable Tie - Red | 100 | Adet | 1.95 | kg | 5000 | Adet | 0.01 | EUR | 0 | TL
8014748302823 | SS-100M-2C | SS-100M-2C-100x2,5 mm MAVİ KABLO BAĞI | 100 x 2,5 mm. Nylon 6.6 Cable Tie - Blue | 100 | Adet | 1.95 | kg | 5000 | Adet | 0.01 | EUR | 0 | TL
8680734712701 | SS-100MOR-2C | SS-100MOR-2C-100x2,5 mm MOR KABLO BAĞI | 100 x 2,5 mm. Nylon 6.6 Cable Tie - Violet | 100 | Adet | 1.95 | kg | 5000 | Adet | 0.01 | EUR | 0 | TL
8014748302861 | SS-100Y-2C | SS-100Y-2C-100x2,5 mm YEŞİL KABLO BAĞI | 100 x 2,5 mm. Nylon 6.6 Cable Tie - Green | 100 | Adet | 1.95 | kg | 5000 | Adet | 0.01 | EUR | 0 | TL
8014748306432 | SS-280S-3C | SS-280S-3C-280x3,5 mm SARI KABLO BAĞI | 280 x 3,5 mm. Nylon 6.6 Cable Tie - Yellow | 100 | Adet | 18.2 | kg | 13000 | Adet | 0.043 | EUR | 0 | TL
8014748306418 | SS-280K-3C | SS-280K-3C-280x3,5 mm KIRMIZI KABLO BAĞI | 280 x 3,5 mm. Nylon 6.6 Cable Tie - Red | 100 | Adet | 18.2 | kg | 13000 | Adet | 0.043 | EUR | 0 | TL
8014748306425 | SS-280M-3C | SS-280M-3C-280x3,5 mm MAVİ KABLO BAĞI | 280 x 3,5 mm. Nylon 6.6 Cable Tie - Blue | 100 | Adet | 18.2 | kg | 13000 | Adet | 0.043 | EUR | 0 | TL
8014748306449 | SS-280Y-3C | SS-280Y-3C-280x3,5 mm YEŞİL KABLO BAĞI | 280 x 3,5 mm. Nylon 6.6 Cable Tie - Green | 100 | Adet | 18.2 | kg | 13000 | Adet | 0.043 | EUR | 0 | TL
8014748306463 | SS-MD-1002C | 100x2,5 mm METAL DETEKTÖRLÜ KABLO BAĞI | 100x2,5 mm Metal Detectable Cable Tie | 100 | Adet | 1.3 | kg | 5000 | Adet | 0.07 | EUR | 0 | TL
8014748305992 | SS-MD-1403C | 140x3,5 mm METAL DETEKTÖRLÜ KABLO BAĞI | 140x3,5 mm Metal Detectable Cable Tie | 100 | Adet | 3.15 | kg | 5000 | Adet | 0.1595 | EUR | 0 | TL
8014748306005 | SS-MD-2004C | 200x4,5 mm METAL DETEKTÖRLÜ KABLO BAĞI | 200x4,5 mm Metal Detectable Cable Tie | 100 | Adet | 6.65 | kg | 5000 | Adet | 0.279 | EUR | 0 | TL
8014748306845 | SS-MD-2504C | 250x4,5 mm METAL DETEKTÖRLÜ KABLO BAĞI | 250x4,5 mm Metal Detectable Cable Tie | 100 | Adet | 8.2 | kg | 5000 | Adet | 0.35 | EUR | 0 | TL
8014748306012 | SS-MD-2804C | 280x4,5 mm METAL DETEKTÖRLÜ KABLO BAĞI | 280x4,5 mm Metal Detectable Cable Tie | 100 | Adet | 9.28 | kg | 5000 | Adet | 0.38 | EUR | 0 | TL
8014748306029 | SS-MD-3804C | 380x4,5 mm METAL DETEKTÖRLÜ KABLO BAĞI | 380x4,5 mm Metal Detectable Cable Tie | 100 | Adet | 9.173 | kg | 3500 | Adet | 0.4835 | EUR | 0 | TL
8014748306692 | SS-MD-3607C | 360x7,5 mm METAL DETEKTÖRLÜ KABLO BAĞI | 360x7,5 mm Metal Detectable Cable Tie | 100 | Adet | 7.89 | kg | 1500 | Adet | 0.958 | EUR | 0 | TL
8014748302427 | SS-HRCV-200 | SS-HRCV-200-200x7,5 mm AÇILABİLİR KABLO BAĞI | 200 x 7,5 mm. Re-Openable Cable Tie | 100 | Adet | 13.45 | kg | 5000 | Adet | 0.086 | EUR | 0 | TL
8014748302380 | SS-HRCV-360 | SS-HRCV-360-360x7,5 mm AÇILABİLİR KABLO BAĞI | 360 x 7,5 mm. Re-Openable Cable Tie | 100 | Adet | 14.15 | kg | 3000 | Adet | 0.128 | EUR | 0 | TL
8014748304087 | SS-MV100-2C | SS-MV100-2C-100x2,5 mm ETİKETLİ KABLO BAĞI | 100 x 2,5 mm. Marker Cable Tie - Natural Color | 100 | Adet | 2.9 | kg | 5000 | Adet | 0.095 | EUR | 0 | TL
8014748304100 | SS-MV200-4C | SS-MV200-4C-200x4,5 mm ETİKETLİ KABLO BAĞI | 200 x 4,5 mm. Marker Cable Tie - Natural Color | 100 | Adet | 8.6 | kg | 5000 | Adet | 0.0965 | EUR | 0 | TL
8680734712619 | CT-100B | BONCUK KABLO BAĞI | Ball Type Cable Tie | 100 | Adet | 0 | kg | 60000 | Adet | 0.0046 | EUR | 0 | TL
8014748304155 | SS-AM-1 | SS-AM-1-10x43 mm BETON KROŞE | Black Nylon Winged Plug | 100 | Adet | 11.25 | kg | 5000 | Adet | 0.095 | EUR | 0 | TL
8014748304353 | SS-1919 | SS-1919-19x19 mm 4 YOLLU YAPIŞKANLI KROŞE BEYAZ | 19 x 19 mm. Nylon Square Base - Natural Color | 100 | Adet | 2.7 | kg | 3000 | Adet | 0.086 | EUR | 0 | TL
8014748304377 | SS-1919B | SS-1919B-19x19mm 4 YOLLU YAPIŞKANLI KROŞE SİYAH | 19 x 19 mm. Nylon Square Base - Black Color | 100 | Adet | 2.7 | kg | 3000 | Adet | 0.086 | EUR | 0 | TL
8014748304360 | SS-2727 | SS-2727-27x27 mm 4 YOLLU YAPIŞKANLI KROŞE BEYAZ | 27 x 27 mm. Nylon Square Base - Natural Color | 100 | Adet | 5.5 | kg | 3000 | Adet | 0.1135 | EUR | 0 | TL
8014748304384 | SS-2727B | SS-2727B-27x27 mm 4 YOLLU YAPIŞKANLI KROŞE SİYAH | 27 x 27 mm. Nylon Square Base - Black Color | 100 | Adet | 5.5 | kg | 3000 | Adet | 0.1135 | EUR | 0 | TL
8014748304216 | SS-TM-2 | SS-TM-2-VİDALI KROŞE BEYAZ | Saddle Natural Nylon Support Ø5 | 100 | Adet | 4.55 | kg | 3000 | Adet | 0.05 | EUR | 0 | TL
8014748304223 | SS-TM-2B | SS-TM-2B-VİDALI KROŞE SİYAH | Saddle Black Nylon Support Ø5 | 100 | Adet | 4.55 | kg | 3000 | Adet | 0.05 | EUR | 0 | TL
8680734716204 | UY-3005S | 8mm 0,50 mm2 İZOLELİ KABLO YÜKSÜĞÜ | 0,50 mm² Cord End Terminals / White | 500 | Adet | 0.064 | kg | 60000 | Adet | 0.0085 | USD | 0 | TL
8680734716211 | UY-3007S | 8mm 0,75 mm2 İZOLELİ KABLO YÜKSÜĞÜ | 0,75 mm² Cord End Terminals / Blue | 500 | Adet | 0.072 | kg | 60000 | Adet | 0.0085 | USD | 0 | TL
8680734716228 | UY-3010S | 8mm 1,00 mm2 İZOLELİ KABLO YÜKSÜĞÜ | 1,00 mm² Cord End Terminals / Red | 500 | Adet | 0.075 | kg | 60000 | Adet | 0.0085 | USD | 0 | TL
8680734716235 | UY-3015S | 8mm 1,50 mm2 İZOLELİ KABLO YÜKSÜĞÜ | 1,50 mm² Cord End Terminals / Black | 500 | Adet | 0.108 | kg | 30000 | Adet | 0.0095 | USD | 0 | TL
8680734716242 | UY-3025S | 8mm 2,50 mm2 İZOLELİ KABLO YÜKSÜĞÜ | 2,50 mm² Cord End Terminals / Grey | 500 | Adet | 0.133 | kg | 30000 | Adet | 0.0115 | USD | 0 | TL
8680734716259 | UY-3040S | 10mm 4,00 mm2 İZOLELİ KABLO YÜKSÜĞÜ | 4,00 mm² Cord End Terminals / Orange | 250 | Adet | 0.119 | kg | 15000 | Adet | 0.0185 | USD | 0 | TL
8680734716266 | UY-3060S | 12mm 6,00 mm2 İZOLELİ KABLO YÜKSÜĞÜ | 6,00 mm² Cord End Terminals / Green | 250 | Adet | 0.177 | kg | 12500 | Adet | 0.023 | USD | 0 | TL
8680734716273 | UY-3100S | 12mm 10,00 mm2 İZOLELİ KABLO YÜKSÜĞÜ | 10,00 mm² Cord End Terminals / Brown | 100 | Adet | 0.109 | kg | 6000 | Adet | 0.034 | USD | 0 | TL
8680734716280 | UY-3160S | 12mm 16,00 mm2 İZOLELİ KABLO YÜKSÜĞÜ | 16,00 mm² Cord End Terminals / Ivory | 100 | Adet | 0.138 | kg | 5000 | Adet | 0.0475 | USD | 0 | TL
8680734716297 | UY-3250S | 16mm 25,00 mm2 İZOLELİ KABLO YÜKSÜĞÜ | 25,00 mm² Cord End Terminals / Black | 50 | Adet | 0.125 | kg | 2500 | Adet | 0.0785 | USD | 0 | TL
8680734716303 | UY-3350S | 16mm 35,00 mm2 İZOLELİ KABLO YÜKSÜĞÜ | 35,00 mm² Cord End Terminals / Red | 50 | Adet | 0.141 | kg | 2500 | Adet | 0.095 | USD | 0 | TL
8680734716310 | UY-3500S | 20mm 50,00 mm2 İZOLELİ KABLO YÜKSÜĞÜ | 50,00 mm² Cord End Terminals / Blue | 50 | Adet | 0.168 | kg | 2500 | Adet | 0.1815 | USD | 0 | TL
8680734716327 | UY-3700S | 20mm 70,00 mm2 İZOLELİ KABLO YÜKSÜĞÜ | 70,00 mm² Cord End Terminals / Blue | 50 | Adet | 0.27 | kg | 2500 | Adet | 0.4335 | USD | 0 | TL
8680734715979 | UY-2005S | 8mm 0,50 mm2 İZOLELİ KABLO YÜKSÜĞÜ | 0,50 mm² Cord End Terminals / Orange | 500 | Adet | 0.064 | kg | 60000 | Adet | 0.0085 | USD | 0 | TL
8680734715986 | UY-2007S | 8mm 0,75 mm2 İZOLELİ KABLO YÜKSÜĞÜ | 0,75 mm² Cord End Terminals / White | 500 | Adet | 0.072 | kg | 60000 | Adet | 0.0085 | USD | 0 | TL
8680734715993 | UY-2010S | 8mm 1,00 mm2 İZOLELİ KABLO YÜKSÜĞÜ | 1,00 mm² Cord End Terminals / Yellow | 500 | Adet | 0.075 | kg | 60000 | Adet | 0.0085 | USD | 0 | TL
8680734716006 | UY-2015S | 8mm 1,50 mm2 İZOLELİ KABLO YÜKSÜĞÜ | 1,50 mm² Cord End Terminals / Red | 500 | Adet | 0.108 | kg | 30000 | Adet | 0.0095 | USD | 0 | TL
8680734716013 | UY-2025S | 8mm 2,50 mm2 İZOLELİ KABLO YÜKSÜĞÜ | 2,50 mm² Cord End Terminals / Blue | 500 | Adet | 0.133 | kg | 30000 | Adet | 0.0115 | USD | 0 | TL
8680734716020 | UY-2040S | 10mm 4,00 mm2 İZOLELİ KABLO YÜKSÜĞÜ | 4,00 mm² Cord End Terminals / Gray | 250 | Adet | 0.119 | kg | 15000 | Adet | 0.0185 | USD | 0 | TL
8680734716037 | UY-2060S | 12mm 6,00 mm2 İZOLELİ KABLO YÜKSÜĞÜ | 6,00 mm² / 12 mm Cord End Terminals / Black | 250 | Adet | 0.179 | kg | 12500 | Adet | 0.023 | USD | 0 | TL
8680734716051 | UY-2100S | 12mm 10,00 mm2 İZOLELİ KABLO YÜKSÜĞÜ | 10,00 mm² Cord End Terminals / Beige | 100 | Adet | 0.109 | kg | 6000 | Adet | 0.034 | USD | 0 | TL
8680734716068 | UY-2160S | 12mm 16,00 mm2 İZOLELİ KABLO YÜKSÜĞÜ | 16,00 mm² Cord End Terminals / Green | 100 | Adet | 0.138 | kg | 5000 | Adet | 0.0475 | USD | 0 | TL
8680734716075 | UY-2250S | 16mm 25,00 mm2 İZOLELİ KABLO YÜKSÜĞÜ | 25,00 mm² Cord End Terminals / Brown | 50 | Adet | 0.125 | kg | 2500 | Adet | 0.0785 | USD | 0 | TL
8680734716174 | UY-2350S | 16mm 35,00 mm2 İZOLELİ KABLO YÜKSÜĞÜ | 35,00 mm² Cord End Terminals / Beige | 50 | Adet | 0.14 | kg | 2500 | Adet | 0.095 | USD | 0 | TL
8680734716181 | UY-2500S | 20mm 50,00 mm2 İZOLELİ KABLO YÜKSÜĞÜ | 50,00 mm² Cord End Terminals / Olive | 50 | Adet | 0.168 | kg | 2500 | Adet | 0.1815 | USD | 0 | TL
8680734716082 | UY-23005S | 8mm 2x0,50 mm2 ÇİFT GİRİŞLİ YÜKSÜK | 2 x 0,50 mm² Twin Cord End Terminals / Beyaz | 500 | Adet | 0.107 | kg | 30000 | Adet | 0.016 | USD | 0 | TL
8680734716099 | UY-23007S | 8mm 2x0,75 mm2 ÇİFT GİRİŞLİ YÜKSÜK | 2 x 0,75 mm² Twin Cord End Terminals / Blue | 500 | Adet | 0.121 | kg | 30000 | Adet | 0.016 | USD | 0 | TL
8680734716105 | UY-23010S | 8mm 2x1,00 mm2 ÇİFT GİRİŞLİ YÜKSÜK | 2 x 1,00 mm² Twin Cord End Terminals / Red | 500 | Adet | 0.137 | kg | 30000 | Adet | 0.0165 | USD | 0 | TL
8680734716112 | UY-23015S | 8mm 2x1,50 mm2 ÇİFT GİRİŞLİ YÜKSÜK | 2 x 2,50 mm² Twin Cord End Terminals / Black | 500 | Adet | 0.164 | kg | 25000 | Adet | 0.023 | USD | 0 | TL
8680734716129 | UY-23025S | 10mm 2x2,50 mm2 ÇİFT GİRİŞLİ YÜKSÜK | 2 x 1,50 mm² Twin Cord End Terminals / Grey | 250 | Adet | 0.137 | kg | 12500 | Adet | 0.0295 | USD | 0 | TL
8680734716136 | UY-23040S | 12mm 2x4,00 mm2 ÇİFT GİRİŞLİ YÜKSÜK | 2 x 4,00 mm² Twin Cord End Terminals / Orange | 100 | Adet | 0.098 | kg | 6000 | Adet | 0.0405 | USD | 0 | TL
8680734716143 | UY-23060S | 14mm 2x6,00 mm2 ÇİFT GİRİŞLİ YÜKSÜK | 2 x 6,00 mm² Twin Cord End Terminals / Green | 100 | Adet | 0.149 | kg | 5000 | Adet | 0.0495 | USD | 0 | TL
8680734716150 | UY-23100S | 14mm 2x10,00 mm2 ÇİFT GİRİŞLİ YÜKSÜK | 2 x 10,00 mm² Twin Cord End Terminals / Brown | 50 | Adet | 0.108 | kg | 3000 | Adet | 0.073 | USD | 0 | TL
8680734716167 | UY-23160S | 14mm 2x16,00 mm2 ÇİFT GİRİŞLİ YÜKSÜK | 2 x 16,00 mm² Twin Cord End Terminals / Beige | 50 | Adet | 0.056 | kg | 2500 | Adet | 0.091 | USD | 0 | TL
8680734716815 | KYS-0,50/6 | 6 mm 0.50mm2 İZOLESİZ KABLO YÜKSÜĞÜ | 0,50 mm² Non-Insulated Cord End Terminals L:6 mm. | 1000 | Adet | 0.054 | kg | 120000 | Adet | 0.006 | USD | 0 | TL
8680734716808 | KYS-0,50 | 10 mm 0.50mm2 İZOLESİZ KABLO YÜKSÜĞÜ | 0,50 mm² Non-Insulated Cord End Terminals L:10 mm. | 1000 | Adet | 0.076 | kg | 120000 | Adet | 0.0075 | USD | 0 | TL
8680734716822 | KYS-0,75 | 10 mm 0.75mm2 İZOLESİZ KABLO YÜKSÜĞÜ | 1,50 mm² Non-Insulated Cord End Terminals L:10 mm. | 1000 | Adet | 0.085 | kg | 120000 | Adet | 0.0075 | USD | 0 | TL
8680734716839 | KYS-1,00 | 10 mm 1.00mm2 İZOLESİ KABLO YÜKSÜĞÜ | 1,00 mm² Non-Insulated Cord End Terminals L:10 mm. | 1000 | Adet | 0.092 | kg | 120000 | Adet | 0.0075 | USD | 0 | TL
8680734716853 | KYS-1,50/7 | 7 mm 1.50mm2 İZOLESİZ KABLO YÜKSÜĞÜ | 1,50 mm² Non-Insulated Cord End Terminals L:7 mm. | 1000 | Adet | 0.083 | kg | 120000 | Adet | 0.0085 | USD | 0 | TL
8680734716846 | KYS-1,50 | 10 mm 1.50mm2 İZOLESİZ KABLO YÜKSÜĞÜ | 1,50 mm² Non-Insulated Cord End Terminals L:10 mm. | 1000 | Adet | 0.104 | kg | 120000 | Adet | 0.01 | USD | 0 | TL
8680734716938 | KYS-2,5/8 | 8 mm 2,50mm2 İZOLESİZ KABLO YÜKSÜĞÜ | 2,50 mm² Non-Insulated Cord End Terminals L:8 mm. | 1000 | Adet | 0.112 | kg | 120000 | Adet | 0.0095 | USD | 0 | TL
8680734716945 | KYS-2,50 | 12 mm 2.50mm2 İZOLESİZ KABLO YÜKSÜĞÜ | 1,50 mm² Non-Insulated Cord End Terminals L:10 mm. | 1000 | Adet | 0.18 | kg | 60000 | Adet | 0.0115 | USD | 0 | TL
8680734716976 | KYS-4 | 12 mm 4.00mm2 İZOLESİZ KABLO YÜKSÜĞÜ | 4,00 mm² Non-Insulated Cord End Terminals L:12 mm. | 500 | Adet | 0.155 | kg | 30000 | Adet | 0.0175 | USD | 0 | TL
8680734716990 | KYS-6 | 12 mm 6.00mm2 İZOLESİZ KABLO YÜKSÜĞÜ | 6,00 mm² Non-Insulated Cord End Terminals L:12 mm. | 500 | Adet | 0.175 | kg | 30000 | Adet | 0.0235 | USD | 0 | TL
8680734716877 | KYS-10/12 | 12 mm 10.00mm2 İZOLESİZ KABLO YÜKSÜĞÜ | 10,00 mm² Non-Insulated Cord End Terminals L:12 mm. | 250 | Adet | 0.131 | kg | 15000 | Adet | 0.0285 | USD | 0 | TL
8680734716860 | KYS-10 | 15 mm 10.00mm2 İZOLESİZ KABLO YÜKSÜĞÜ | 10,00 mm² Non-Insulated Cord End Terminals L:15 mm. | 250 | Adet | 0.156 | kg | 15000 | Adet | 0.0285 | USD | 0 | TL
8680734716914 | KYS-16/12 | 12 mm 16.00mm2 İZOLESİZ KABLO YÜKSÜĞÜ | 16,00 mm² Non-Insulated Cord End Terminals L:12 mm. | 100 | Adet | 0.067 | kg | 12000 | Adet | 0.041 | USD | 0 | TL
8680734716907 | KYS-16 | 15 mm 16.00mm2 İZOLESİZ KABLO YÜKSÜĞÜ | 16,00 mm² Non-Insulated Cord End Terminals L:15 mm. | 100 | Adet | 0.078 | kg | 12000 | Adet | 0.0445 | USD | 0 | TL
8680734716952 | KYS-25 | 15 mm 25,00mm2 İZOLESİZ KABLO YÜKSÜĞÜ | 25,00 mm² Non-Insulated Cord End Terminals L:15 mm. | 100 | Adet | 0.114 | kg | 6000 | Adet | 0.073 | USD | 0 | TL
8680734716969 | KYS-35 | 15 mm 35,00mm2 İZOLESİZ KABLO YÜKSÜĞÜ | 35,00 mm² Non-Insulated Cord End Terminals L:15 mm. | 100 | Adet | 0.121 | kg | 6000 | Adet | 0.083 | USD | 0 | TL
8680734716983 | KYS-50 | 22 mm 50,00mm2 İZOLESİZ KABLO YÜKSÜĞÜ | 50,00 mm² Non-Insulated Cord End Terminals L:22 mm. | 100 | Adet | 0.217 | kg | - | Adet | 0.2005 | USD | 0 | TL
8680734717003 | KYS-70 | 25 mm 70.00mm2 İZOLESİZ KABLO YÜKSÜĞÜ | 70,00 mm² Non-Insulated Cord End Terminals L:25 mm. | 50 | Adet | 0.398 | kg | - | Adet | 0.4345 | USD | 0 | TL
8680734717010 | KYS-95 | 30 mm 95.00mm2 İZOLESİZ KABLO YÜKSÜĞÜ | 95,00 mm² Non-Insulated Cord End Terminals L:30 mm. | 50 | Adet | 0.511 | kg | - | Adet | 0.625 | USD | 0 | TL
8680734716884 | KYS-120 | 34 mm 120.00mm2 İZOLESİZ KABLO YÜKSÜĞÜ | 120,00 mm² Non-Insulated Cord End Terminals L:34 mm. | 25 | Adet | 0.846 | kg | - | Adet | 1.0085 | USD | 0 | TL
8680734716891 | KYS-150 | 38 mm 150.00mm2 İZOLESİZ KABLO YÜKSÜĞÜ | 150,00 mm² Non-Insulated Cord End Terminals L:38 mm. | 25 | Adet | 1.026 | kg | - | Adet | 1.316 | USD | 0 | TL
8680734716624 | UY-3003 | UY-3003 8mm 0,30 mm2 İZOLELİ KABLO YÜKSÜĞÜ | 0,30 mm² Cord End Terminals / Pink | 500 | Adet | 0.05 | kg | 60000 | Adet | 0.0285 | USD | 0 | TL
8680734716631 | UY-3005 | UY-3005 8mm 0,50 mm2 İZOLELİ KABLO YÜKSÜĞÜ | 0,50 mm² Cord End Terminals / White | 500 | Adet | 0.064 | kg | 60000 | Adet | 0.014 | USD | 0 | TL
8680734716648 | UY-3007 | UY-3007 8mm 0,75 mm2 İZOLELİ KABLO YÜKSÜĞÜ | 0,75 mm² Cord End Terminals / Blue | 500 | Adet | 0.072 | kg | 60000 | Adet | 0.014 | USD | 0 | TL
8680734716655 | UY-3010 | UY-3010 8mm 1,00 mm2 İZOLELİ KABLO YÜKSÜĞÜ | 1,00 mm² Cord End Terminals / Red | 500 | Adet | 0.075 | kg | 60000 | Adet | 0.016 | USD | 0 | TL
8680734716662 | UY-3015 | UY-3015 8mm 1,50 mm2 İZOLELİ KABLO YÜKSÜĞÜ | 1,50 mm² Cord End Terminals / Black | 500 | Adet | 0.108 | kg | 30000 | Adet | 0.0165 | USD | 0 | TL
8680734716679 | UY-3015/10 | UY-3015 10mm 1,50 mm2 İZOLELİ KABLO YÜKSÜĞÜ | 1,50 mm² Cord End Terminals / Black | 500 | Adet | 0.116 | kg | 30000 | Adet | 0.017 | USD | 0 | TL
8680734716693 | UY-3015/18 | UY-3015 18mm 1,50 mm2 İZOLELİ KABLO YÜKSÜĞÜ | 1,50 mm² Cord End Terminals / Black | 500 | Adet | 0.15 | kg | 25000 | Adet | 0.0295 | USD | 0 | TL
8680734716709 | UY-3025 | UY-3025 8mm 2,50 mm2 İZOLELİ KABLO YÜKSÜĞÜ | 2,50 mm² Cord End Terminals / Grey | 500 | Adet | 0.133 | kg | 30000 | Adet | 0.0195 | USD | 0 | TL
8680734716716 | UY-3025/12 | UY-3025 12mm 2,50 mm2 İZOLELİ KABLO YÜKSÜĞÜ | 2,50 mm² Cord End Terminals / Grey | 500 | Adet | 0.167 | kg | 25000 | Adet | 0.024 | USD | 0 | TL
8680734716723 | UY-3040 | UY-3040 10mm 4,00 mm2 İZOLELİ KABLO YÜKSÜĞÜ | 4,00 mm² Cord End Terminals / Orange | 250 | Adet | 0.119 | kg | 15000 | Adet | 0.032 | USD | 0 | TL
8680734716730 | UY-3060 | UY-3060 12mm 6,00 mm2 İZOLELİ KABLO YÜKSÜĞÜ | 6,00 mm² Cord End Terminals / Green | 250 | Adet | 0.177 | kg | 12500 | Adet | 0.0425 | USD | 0 | TL
8680734716747 | UY-3100 | UY-3100 12mm 10,00 mm2 İZOLELİ KABLO YÜKSÜĞÜ | 10,00 mm² Cord End Terminals / Brown | 100 | Adet | 0.109 | kg | 6000 | Adet | 0.0565 | USD | 0 | TL
8680734716754 | UY-3160 | UY-3160 12mm 16,00 mm2 İZOLELİ KABLO YÜKSÜĞÜ | 16,00 mm² Cord End Terminals / Ivory | 100 | Adet | 0.138 | kg | 5000 | Adet | 0.07 | USD | 0 | TL
8680734716761 | UY-3250 | UY-3250 16mm 25,00 mm2 İZOLELİ KABLO YÜKSÜĞÜ | 25,00 mm² Cord End Terminals / Black | 50 | Adet | 0.125 | kg | 2500 | Adet | 0.115 | USD | 0 | TL
8680734716778 | UY-3350 | UY-3350 16mm 35 mm2 İZOLELİ KABLO YÜKSÜĞÜ | 35,00 mm² Cord End Terminals / Red | 50 | Adet | 0.141 | kg | 2500 | Adet | 0.153 | USD | 0 | TL
8680734716785 | UY-3500 | UY-3500 20mm 50,00 mm2 İZOLELİ KABLO YÜKSÜĞÜ | 50,00 mm² Cord End Terminals / Blue | 50 | Adet | 0.168 | kg | 2500 | Adet | 0.3025 | USD | 0 | TL
8680734716792 | UY-3700 | UY-3700 20mm 70 mm2 İZOLELİ KABLO YÜKSÜĞÜ | 70,00 mm² Cord End Terminals / Yellow | 50 | Adet | 0.27 | kg | 2500 | Adet | 0.593 | USD | 0 | TL
8680734716334 | UY-2005 | UY-2005 8mm 0,50 mm2 İZOLELİ KABLO YÜKSÜĞÜ | 0,50 mm² Cord End Terminals / Orange | 500 | Adet | 0.064 | kg | 60000 | Adet | 0.014 | USD | 0 | TL
8680734716341 | UY-2007 | UY-2007 8mm 0,75 mm2 İZOLELİ KABLO YÜKSÜĞÜ | 0,75 mm² Cord End Terminals / White | 500 | Adet | 0.072 | kg | 60000 | Adet | 0.014 | USD | 0 | TL
8680734716358 | UY-2010 | UY-2010 8mm 1,00 mm2 İZOLELİ KABLO YÜKSÜĞÜ | 1,00 mm² Cord End Terminals / Yellow | 500 | Adet | 0.075 | kg | 60000 | Adet | 0.016 | USD | 0 | TL
8680734716365 | UY-2015 | UY-2015 8mm 1,50 mm2 İZOLELİ KABLO YÜKSÜĞÜ | 1,50 mm² Cord End Terminals / Red | 500 | Adet | 0.108 | kg | 30000 | Adet | 0.0165 | USD | 0 | TL
8680734716372 | UY-2015/18 | UY-2015 18mm 1,50 mm2 İZOLELİ KABLO YÜKSÜĞÜ | 1,50 mm² Cord End Terminals / Red | 500 | Adet | 0.15 | kg | 25000 | Adet | 0.0295 | USD | 0 | TL
8680734716389 | UY-2025 | UY-2025 8mm 2,50 mm2 İZOLELİ KABLO YÜKSÜĞÜ | 2,50 mm² Cord End Terminals / Blue | 500 | Adet | 0.133 | kg | 30000 | Adet | 0.0195 | USD | 0 | TL
8680734716396 | UY-2025/12 | UY-2025 12mm 2,50 mm2 İZOLELİ KABLO YÜKSÜĞÜ | 2,50 mm² Cord End Terminals / Blue | 500 | Adet | 0.167 | kg | 30000 | Adet | 0.024 | USD | 0 | TL
8680734716402 | UY-2025/18 | UY-2025 18mm 2,50 mm2 İZOLELİ KABLO YÜKSÜĞÜ | 2,50 mm² Cord End Terminals / Blue | 250 | Adet | 0.119 | kg | 12500 | Adet | 0.031 | USD | 0 | TL
8680734716419 | UY-2040 | UY-2040 10mm 4,00 mm2 İZOLELİ KABLO YÜKSÜĞÜ | 4,00 mm² Cord End Terminals / Gray | 250 | Adet | 0.119 | kg | 15000 | Adet | 0.032 | USD | 0 | TL
8680734716426 | UY-2040/12 | UY-2040 12mm 4,00 mm2 İZOLELİ KABLO YÜKSÜĞÜ | 4,00 mm² Cord End Terminals / Gray | 250 | Adet | 0.125 | kg | 12500 | Adet | 0.036 | USD | 0 | TL
8680734716433 | UY-2040/18 | UY-2040 18mm 4,00 mm2 İZOLELİ KABLO YÜKSÜĞÜ | 4,00 mm² Cord End Terminals / Gray | 250 | Adet | 0.15 | kg | 12500 | Adet | 0.0455 | USD | 0 | TL
8680734716440 | UY-2060 | UY-2060 12mm 6,00 mm2 İZOLELİ KABLO YÜKSÜĞÜ | 6,00 mm² Cord End Terminals / Black | 250 | Adet | 0.179 | kg | 12500 | Adet | 0.0425 | USD | 0 | TL
8680734716457 | UY-2060/18 | UY-2060 18mm 6,00 mm2 İZOLELİ KABLO YÜKSÜĞÜ | 6,00 mm² Cord End Terminals / Black | 200 | Adet | 0.177 | kg | 10000 | Adet | 0.0555 | USD | 0 | TL
8680734716464 | UY-2100 | UY-2100 12mm 10,00 mm2 İZOLELİ KABLO YÜKSÜĞÜ | 10,00 mm² Cord End Terminals / Ivory | 100 | Adet | 0.109 | kg | 6000 | Adet | 0.0565 | USD | 0 | TL
8680734716471 | UY-2100/18 | UY-2100 18mm 10,00 mm2 İZOLELİ KABLO YÜKSÜĞÜ | 10,00 mm² Cord End Terminals / Beige | 100 | Adet | 0.124 | kg | 5000 | Adet | 0.067 | USD | 0 | TL
8680734716488 | UY-2160 | UY-2160 12mm 16,00 mm2 İZOLELİ KABLO YÜKSÜĞÜ | 16,00 mm² Cord End Terminals / Green | 100 | Adet | 0.138 | kg | 5000 | Adet | 0.07 | USD | 0 | TL
8680734716495 | UY-2160/18 | UY-2160 18mm 16,00 mm2 İZOLELİ KABLO YÜKSÜĞÜ | 16,00 mm² Cord End Terminals / Green | 100 | Adet | 0.157 | kg | 5000 | Adet | 0.0865 | USD | 0 | TL
8680734716501 | UY-2250 | UY-2250 16mm 25,00 mm2 İZOLELİ KABLO YÜKSÜĞÜ | 25,00 mm² Cord End Terminals / Brown | 50 | Adet | 0.125 | kg | 2500 | Adet | 0.115 | USD | 0 | TL
8680734716600 | UY-2350 | UY-2350 16mm 35 mm2 İZOLELİ KABLO YÜKSÜĞÜ | 35,00 mm² Cord End Terminals / Beige | 50 | Adet | 0.14 | kg | 2500 | Adet | 0.153 | USD | 0 | TL
8680734716617 | UY-2500 | UY-2500 20mm 50,00 mm2 İZOLELİ KABLO YÜKSÜĞÜ | 50,00 mm² Cord End Terminals / Olive | 50 | Adet | 0.168 | kg | 2500 | Adet | 0.3025 | USD | 0 | TL
8680734716518 | UY-23005 | UY-23005 8mm 2x0,50 mm2 ÇİFT GİRİŞLİ YÜKSÜK | 2 x 0,50 mm² Twin Cord End Terminals / White | 500 | Adet | 0.107 | kg | 30000 | Adet | 0.0235 | USD | 0 | TL
8680734716525 | UY-23007 | UY-23007 8mm 2x0,75 mm2 ÇİFT GİRİŞLİ YÜKSÜK | 2 x 0,75 mm² Twin Cord End Terminals / Blue | 500 | Adet | 0.121 | kg | 30000 | Adet | 0.0235 | USD | 0 | TL
8680734716532 | UY-23010 | UY-23010 8mm 2x1,00 mm2 ÇİFT GİRİŞLİ YÜKSÜK | 2 x 1,00 mm² Twin Cord End Terminals / Red | 500 | Adet | 0.137 | kg | 30000 | Adet | 0.0235 | USD | 0 | TL
8680734716549 | UY-23015 | UY-23015 8mm 2x1,50 mm2 ÇİFT GİRİŞLİ YÜKSÜK | 2 x 2,50 mm² Twin Cord End Terminals / Black | 500 | Adet | 0.164 | kg | 25000 | Adet | 0.0325 | USD | 0 | TL
8680734716556 | UY-23025 | UY-23025 10mm 2x2,50 mm2 ÇİFT GİRİŞLİ YÜKSÜK | 2 x 1,50 mm² Twin Cord End Terminals / Grey | 250 | Adet | 0.137 | kg | 12500 | Adet | 0.0455 | USD | 0 | TL
8680734716563 | UY-23040 | UY-23040 12mm 2x4,00 mm2 ÇİFT GİRİŞLİ YÜKSÜK | 2 x 4,00 mm² Twin Cord End Terminals / Orange | 100 | Adet | 0.098 | kg | 6000 | Adet | 0.064 | USD | 0 | TL
8680734716570 | UY-23060 | UY-23060 14mm 2x6,00 mm2 ÇİFT GİRİŞLİ YÜKSÜK | 2 x 6,00 mm² Twin Cord End Terminals / Green | 100 | Adet | 0.149 | kg | 5000 | Adet | 0.0885 | USD | 0 | TL
8680734716587 | UY-23100 | UY-23100 14mm 2x10,00 mm2 ÇİFT GİRİŞLİ YÜKSÜK | 2 x 10,00 mm² Twin Cord End Terminals / Brown | 50 | Adet | 0.108 | kg | 3000 | Adet | 0.1225 | USD | 0 | TL
8680734716594 | UY-23160 | UY-23160 14mm 2x16,00 mm2 ÇİFT GİRİŞLİ YÜKSÜK | 2 x 16,00 mm² Twin Cord End Terminals / Beige | 50 | Adet | 0.056 | kg | 2500 | Adet | 0.1585 | USD | 0 | TL
8680734714606 | YK-301KPVC | YK-301 0.50-1 İZOLELİ KABLO UCU (PVC) | 0,5 - 1,5 mm² Ring Type Terminal M3 | 200 | Adet | 0.182 | kg | 12000 | Adet | 0.037 | USD | 0 | TL
8680734714712 | YK-401KPVC | YK-401 0.50-1 İZOLELİ KABLO UCU (PVC) | 0,5 - 1,5 mm² Ring Type Terminal M4 | 200 | Adet | 0.206 | kg | 12000 | Adet | 0.0415 | USD | 0 | TL
8680734714866 | YK-501KPVC | YK-501 0.50-1 İZOLELİ KABLO UCU (PVC) | 0,5 - 1,5 mm² Ring Type Terminal M5 | 200 | Adet | 0.238 | kg | 12000 | Adet | 0.048 | USD | 0 | TL
8680734715016 | YK-601KPVC | YK-601 0.50-1 İZOLELİ KABLO UCU (PVC) | 0,5 - 1,5 mm² Ring Type Terminal M6 | 200 | Adet | 0.255 | kg | 12000 | Adet | 0.055 | USD | 0 | TL
8680734715160 | YK-801KPVC | YK-801 0.50-1 İZOLELİ KABLO UCU (PVC) | 0,5 - 1,5 mm² Ring Type Terminal M8 | 200 | Adet | 0.324 | kg | 12000 | Adet | 0.068 | USD | 0 | TL
8680734714668 | YK-302MPVC | YK-302 1,50-2,50 İZOLELİ KABLO UCU (PVC) | 1,5 - 2,5 mm² Ring Type Terminal M3 | 200 | Adet | 0.202 | kg | 12000 | Adet | 0.043 | USD | 0 | TL
8680734714774 | YK-402MPVC | YK-402 1,50-2,50 İZOLELİ KABLO UCU (PVC) | 1,5 - 2,5 mm² Ring Type Terminal M4 | 200 | Adet | 0.224 | kg | 12000 | Adet | 0.048 | USD | 0 | TL
8680734714927 | YK-502MPVC | YK-502 1,50-2,50 İZOLELİ KABLO UCU (PVC) | 1,5 - 2,5mm² Ring Type Terminal M5 | 200 | Adet | 0.269 | kg | 10000 | Adet | 0.055 | USD | 0 | TL
8680734715078 | YK-602MPVC | YK-602 1,50-2,50 İZOLELİ KABLO UCU (PVC) | 1,5 - 2,5 mm² Ring Type Terminal M6 | 200 | Adet | 0.297 | kg | 10000 | Adet | 0.062 | USD | 0 | TL
8680734715221 | YK-802MPVC | YK-802 1,50-2,50 İZOLELİ KABLO UCU (PVC) | 1,5 - 2,5 mm² Ring Type Terminal M8 | 200 | Adet | 0.346 | kg | 10000 | Adet | 0.0715 | USD | 0 | TL
8680734714422 | YK-1002MPVC | YK-1002 1,50-2,50 İZOLELİ KABLO UCU (PVC) | 1,5 - 2,5 mm² Ring Type Terminal M10 | 100 | Adet | 0.253 | kg | 5000 | Adet | 0.1035 | USD | 0 | TL
8680734714521 | YK-1202MPVC | YK-1202 1,50-2,50 İZOLELİ KABLO UCU (PVC) | 1,5 - 2,5 mm² Ring Type Terminal M12 | 100 | Adet | 0.2 | kg | 6000 | Adet | 0.143 | USD | 0 | TL
8680734714835 | YK-406SPVC | YK-406 4,00-6,00 İZOLELİ KABLO UCU (PVC) | 4,0 - 6,0 mm² Ring Type Terminal M4 | 100 | Adet | 0.205 | kg | 6000 | Adet | 0.086 | USD | 0 | TL
8680734714989 | YK-506SPVC | YK-506 4,00-6,00 İZOLELİ KABLO UCU (PVC) | 4,0 - 6,0 mm² Ring Type Terminal M5 | 100 | Adet | 0.223 | kg | 6000 | Adet | 0.093 | USD | 0 | TL
8680734715139 | YK-606SPVC | YK-606 4,00-6,00 İZOLELİ KABLO UCU (PVC) | 4,0 - 6,0 mm² Ring Type Terminal M6 | 100 | Adet | 0.249 | kg | 6000 | Adet | 0.0985 | USD | 0 | TL
8680734715283 | YK-806SPVC | YK-806 4,00-6,00 İZOLELİ KABLO UCU (PVC) | 4,0 - 6,0 mm² Ring Type Terminal M8 | 100 | Adet | 0.29 | kg | 5000 | Adet | 0.1145 | USD | 0 | TL
8680734714484 | YK-1006SPVC | YK-1006 4,00-6,00 İZOLELİ KABLO UCU (PVC) | 4,0 - 6,0 mm² Ring Type Terminal M10 | 100 | Adet | 0.351 | kg | 5000 | Adet | 0.143 | USD | 0 | TL
8680734714576 | YK-1206SPVC | YK-1206 4,00-6,00 İZOLELİ KABLO UCU (PVC) | 4,0 - 6,0 mm² Ring Type Terminal M12 | 50 | Adet | 0.172 | kg | 3000 | Adet | 0.143 | USD | 0 | TL
8680734713661 | CK-3001KPVC | ÇK-3001 0.50-1,50 İZOLELİ KABLO UCU (PVC) | 0,5 - 1,5 mm² Spade Type Terminal M3 | 200 | Adet | 0.2 | kg | 12000 | Adet | 0.036 | USD | 0 | TL
8680734713814 | CK-4001KPVC | ÇK-4001 0.50-1,50 İZOLELİ KABLO UCU (PVC) | 0,5 - 1,5 mm² Spade Type Terminal M4 | 200 | Adet | 0.2 | kg | 12000 | Adet | 0.037 | USD | 0 | TL
8680734713968 | CK-5001KPVC | ÇK-5001 0.50-1,50 İZOLELİ KABLO UCU (PVC) | 0,5 - 1,5 mm² Spade Type Terminal M5 | 200 | Adet | 0.229 | kg | 12000 | Adet | 0.048 | USD | 0 | TL
8680734714118 | CK-6001KPVC | ÇK-6001 0.50-1,50 İZOLELİ KABLO UCU (PVC) | 0,5 - 1,5 mm² Spade Type Terminal M6 | 200 | Adet | 0.242 | kg | 12000 | Adet | 0.052 | USD | 0 | TL
8680734713722 | CK-3002MPVC | ÇK-3002 1,50-2,50 İZOLELİ KABLO UCU (PVC) | 1,5 - 2,5 mm² Spade Type Terminal M3 | 200 | Adet | 0.197 | kg | 12000 | Adet | 0.043 | USD | 0 | TL
8680734713876 | CK-4002MPVC | ÇK-4002 1,50-2,50 İZOLELİ KABLO UCU (PVC) | 1,5 - 2,5 mm² Spade Type Terminal M4 | 200 | Adet | 0.202 | kg | 12000 | Adet | 0.043 | USD | 0 | TL
8680734714026 | CK-5002MPVC | ÇK-5002 1.50-2,50 İZOLELİ KABLO UCU (PVC) | 1,5 - 2,5 mm² Spade Type Terminal M5 | 200 | Adet | 0.265 | kg | 10000 | Adet | 0.052 | USD | 0 | TL
8680734714170 | CK-6002MPVC | ÇK-6002 1.50-2,50 İZOLELİ KABLO UCU (PVC) | 1,5 - 2,5 mm² Spade Type Terminal M6 | 200 | Adet | 0.297 | kg | 10000 | Adet | 0.0595 | USD | 0 | TL
8680734713937 | CK-4006SPVC | ÇK-4006 4.00-6,00 İZOLELİ KABLO UCU (PVC) | 4,0 - 6,0 mm² Spade Type Terminal M4 | 100 | Adet | 0.2 | kg | 6000 | Adet | 0.082 | USD | 0 | TL
8680734714088 | CK-5006SPVC | ÇK-5006 4.00-6,00 İZOLELİ KABLO UCU (PVC) | 4,0 - 6,0 mm² Spade Type Terminal M5 | 100 | Adet | 0.226 | kg | 6000 | Adet | 0.0895 | USD | 0 | TL
8680734714231 | CK-6006SPVC | ÇK-6006 4.00-6,00 İZOLELİ KABLO UCU (PVC) | 4,0 - 6,0 mm² Spade Type Terminal M6 | 100 | Adet | 0.235 | kg | 5000 | Adet | 0.0895 | USD | 0 | TL
8680734714286 | CK-8006SPVC | ÇK-8006 4.00-6,00 İZOLELİ KABLO UCU (PVC) | 4,0 - 6,0 mm² Spade Type Terminal M8 | 100 | Adet | 0.284 | kg | 5000 | Adet | 0.1145 | USD | 0 | TL
8680734713630 | CK-10006SPVC | ÇK-10006 4.00-6,00 İZOLELİ KABLO UCU (PVC) | 4,0 - 6,0 mm² Spade Type Terminal M10 | 50 | Adet | 0.197 | kg | 2500 | Adet | 0.143 | USD | 0 | TL
8680734714316 | IK-101KPVC | İK-101SA 0,50-1 İĞNE İZOLELİ KABLO UCU (PVC) | 0,5 - 1,5 mm² Pin Type Terminal W:1,9 mm. | 200 | Adet | 0.174 | kg | 12000 | Adet | 0.045 | USD | 0 | TL
8680734714347 | IK-102MPVC | İK-102SA 1,5-2,5 İĞNE İZOLELİ KABLO UCU (PVC) | 1,5 - 2,5 mm² Pin Type Terminal W:1,9 mm. | 200 | Adet | 0.21 | kg | 12000 | Adet | 0.0515 | USD | 0 | TL
8680734714378 | IK-106SPVC | İK-106SA 4,00-6,00 İĞNE İZOLELİ KABLO UCU (PVC) | 4,0 - 6,0 mm² Pin Type Terminal W:2,8 mm. | 100 | Adet | 0.228 | kg | 6000 | Adet | 0.11 | USD | 0 | TL
8680734715504 | IK-101/14I | İK-101 14mm BIÇAK İZOLELİ KABLO UCU | 0,5 - 1,5mm² Blade Type Terminal W:3 mm. | 200 | Adet | 0.18 | kg | 12000 | Adet | 0.095 | USD | 0 | TL
8680734715528 | IK-102/18I | İK-102 18mm BIÇAK İZOLELİ KABLO UCU | 1,5 - 2,5 mm² Blade Type Terminal W:2,2 mm. | 200 | Adet | 0.206 | kg | 12000 | Adet | 0.108 | USD | 0 | TL
8680734715290 | BY-251 | BY-251 0,50-1,50 mm2 EKMUF İZOLELİ KABLO UCU | 0,5 - 1,5 mm² Butt Splice Connectors L:24,6 mm. | 200 | Adet | 0.275 | kg | 10000 | Adet | 0.082 | USD | 0 | TL
8680734715306 | BY-252 | BY-252 1,50-2,50 mm2 EKMUF İZOLELİ KABLO UCU | 1,5 - 2,5 mm² Butt Splice Connectors L:24,6 mm. | 200 | Adet | 0.322 | kg | 10000 | Adet | 0.0915 | USD | 0 | TL
8680734715313 | BY-256 | BY-256 4,00-6,00 mm2 EKMUF İZOLELİ KABLO UCU | 4,0 - 6,0 mm² Butt Splice Connectors L:26,5 mm. | 100 | Adet | 0.285 | kg | 5000 | Adet | 0.1575 | USD | 0 | TL
8680734715559 | IK-110/12I | İK 110-12mm İĞNE İZOLESİZ KABLO UCU | 10 mm² DIN 46230 Type Uninsulated Terminal | 500 | Adet | 0.0245 | kg | - | Adet | 0.247 | USD | 0 | TL
8680734715566 | IK-116/13I | İK 116-13mm İĞNE İZOLESİZ KABLO UCU | 16 mm² DIN 46230 Type Uninsulated Terminal | 250 | Adet | 0.0297 | kg | - | Adet | 0.403 | USD | 0 | TL
8680734715573 | IK-125/15I | İK 125-15mm İĞNE İZOLESİZ KABLO UCU | 25 mm² DIN 46230 Type Uninsulated Terminal | 100 | Adet | 0.0405 | kg | - | Adet | 0.59 | USD | 0 | TL
8680734731696 | IK-135/20I | 35mm² DIN46230 İZOLESİZ KABLO UCU | 35 mm² DIN 46230 Type Uninsulated Terminal | 50 | Adet | 0.04 | kg | - | Adet | 1.0095 | USD | 0 | TL
8680734731702 | IK-150/20I | 50mm² DIN46230 İZOLESİZ KABLO UCU | 50 mm² DIN 46230 Type Uninsulated Terminal | 50 | Adet | 0.047 | kg | - | Adet | 1.522 | USD | 0 | TL
8680734731719 | IK-170/25I | 70mm² DIN46230 İZOLESİZ KABLO UCU | 70 mm² DIN 46230 Type Uninsulated Terminal | 25 | Adet | 0.059 | kg | - | Adet | 2.2615 | USD | 0 | TL
8680734731726 | IK-195/25I | 95mm² DIN46230 İZOLESİZ KABLO UCU | 95 mm² DIN 46230 Type Uninsulated Terminal | 20 | Adet | 0.0445 | kg | - | Adet | 3.304 | USD | 0 | TL
8680734717065 | BE-1040 | BE-1040 TERMİNAL | 0,5 - 1,5 mm² Bullet Disconnector W:4 mm. | 200 | Adet | 0.216 | kg | 12000 | Adet | 0.085 | USD | 0 | TL
8680734717072 | BE-2040 | BE-2040 TERMİNAL | 1,5 - 2,5 mm² Bullet Disconnector W:4 mm. | 200 | Adet | 0.235 | kg | 12000 | Adet | 0.089 | USD | 0 | TL
8680734717089 | BE-2050 | BE-2050 TERMİNAL | 1,5 - 2,5 mm² Bullet Disconnector W:5 mm. | 200 | Adet | 0.252 | kg | 12000 | Adet | 0.098 | USD | 0 | TL
8680734717096 | BE-5050 | BE-5050 TERMİNAL | 4,0 - 6,0 mm² Bullet Disconnector W:5 mm. | 100 | Adet | 0.185 | kg | 5000 | Adet | 0.128 | USD | 0 | TL
8680734717027 | BD-1040 | BD-1040 TERMİNAL | 0,5 - 1,5 mm² Receptacle Disconnector W:3,9 mm. | 100 | Adet | 0.165 | kg | 6000 | Adet | 0.1055 | USD | 0 | TL
8680734717034 | BD-2040 | BD-2040 TERMİNAL | 1,5 - 2,5 mm² Receptacle Disconnector W:3,9 mm. | 100 | Adet | 0.174 | kg | 6000 | Adet | 0.1085 | USD | 0 | TL
8680734717041 | BD-2050 | BD-2050 TERMİNAL | 1,5 - 2,5 mm² Receptacle Disconnector W:4,9 mm. | 100 | Adet | 0.186 | kg | 6000 | Adet | 0.1145 | USD | 0 | TL
8680734717058 | BD-5050 | BD-5050 TERMİNAL | 4,0 - 6,0 mm² Receptacle Disconnector W:4,9 mm. | 100 | Adet | 0.253 | kg | 5000 | Adet | 0.167 | USD | 0 | TL
8680734717119 | FD-1288/5 | FD-1288 TERMİNAL 0,5mm | 0,5 - 1,5 mm² Female Disconnectors Tab:0,5 x 2,80 mm. | 200 | Adet | 0.186 | kg | 12000 | Adet | 0.07 | USD | 0 | TL
8680734717102 | FD-1288 | FD-1288 TERMİNAL | 0,5 - 1,5 mm² Female Disconnectors Tab:0,8 x 2,80 mm. | 200 | Adet | 0.186 | kg | 12000 | Adet | 0.07 | USD | 0 | TL
8680734717133 | FD-1488/5 | FD-1488 TERMİNAL 0,5mm | 0,5 - 1,5 mm² Female Disconnectors Tab:0,5 x 4,75 mm. | 200 | Adet | 0.203 | kg | 12000 | Adet | 0.072 | USD | 0 | TL
8680734717126 | FD-1488 | FD-1488 TERMİNAL | 0,5 - 1,5 mm² Female Disconnectors Tab:0,8 x 4,75 mm. | 200 | Adet | 0.203 | kg | 12000 | Adet | 0.072 | USD | 0 | TL
8680734717140 | FD-1638 | FD-1638 TERMİNAL | 0,5 - 1,5 mm² Female Disconnectors Tab:0,8 x 6,35 mm. | 200 | Adet | 0.24 | kg | 12000 | Adet | 0.0925 | USD | 0 | TL
8680734717157 | FD-1778 | FD-1778 TERMİNAL | 0,5 - 1,5 mm² Female Disconnectors Tab:0,8 x 8,00 mm. | 100 | Adet | 0.171 | kg | 6000 | Adet | 0.116 | USD | 0 | TL
8680734717164 | FD-2288 | FD-2288 TERMİNAL | 1,5 - 2,5 mm² Female Disconnectors Tab:0,8 x 2,80 mm. | 200 | Adet | 0.197 | kg | 12000 | Adet | 0.0715 | USD | 0 | TL
8680734717171 | FD-2488 | FD-2488 TERMİNAL | 1,5 - 2,5 mm² Female Disconnectors Tab:0,8 x 4,75 mm. | 200 | Adet | 0.218 | kg | 12000 | Adet | 0.079 | USD | 0 | TL
8680734717188 | FD-2638 | FD-2638 TERMİNAL | 1,5 - 2,5 mm² Female Disconnectors Tab:0,8 x 6,35 mm. | 200 | Adet | 0.257 | kg | 12000 | Adet | 0.0985 | USD | 0 | TL
8680734717195 | FD-2778 | FD-2778 TERMİNAL | 1,5 - 2,5 mm² Female Disconnectors Tab:0,8 x 8,00 mm. | 100 | Adet | 0.178 | kg | 6000 | Adet | 0.116 | USD | 0 | TL
8680734717201 | FD-5488 | FD-5488 TERMİNAL | 4,0 - 6,0 mm² Female Disconnectors Tab:0,8 x 4,75 mm. | 100 | Adet | 0.131 | kg | 6000 | Adet | 0.111 | USD | 0 | TL
8680734717218 | FD-5638 | FD-5638 TERMİNAL | 4,0 - 6,0 mm² Female Disconnectors Tab:0,8 x 6,35 mm. | 100 | Adet | 0.189 | kg | 6000 | Adet | 0.125 | USD | 0 | TL
8680734717225 | FD-5956 | FD-5956 TERMİNAL | 4,0 - 6,0 mm² Female Disconnectors Tab:1,2 x 9,40 mm. | 100 | Adet | 0.209 | kg | 5000 | Adet | 0.2105 | USD | 0 | TL
8680734717331 | FFD-1288/5 | FFD-1288- TERMİNAL 0,5 mm | 0,5 - 1,5 mm² Fully Insulated F. Disconnectors | 200 | Adet | 0.206 | kg | 12000 | Adet | 0.0865 | USD | 0 | TL
8680734717324 | FFD-1288 | FFD-1288 TERMİNAL | 0,5 - 1,5 mm² Fully Insulated F. Disconnectors | 200 | Adet | 0.206 | kg | 12000 | Adet | 0.087 | USD | 0 | TL
8680734717355 | FFD-1488/5 | FFD-1488 TERMİNAL 0,5mm | 0,5 - 1,5 mm² Fully Insulated F. Disconnectors | 200 | Adet | 0.237 | kg | 10000 | Adet | 0.088 | USD | 0 | TL
8680734717348 | FFD-1488 | FFD-1488 TERMİNAL | 0,5 - 1,5 mm² Fully Insulated F. Disconnectors | 200 | Adet | 0.24 | kg | 10000 | Adet | 0.088 | USD | 0 | TL
8680734717362 | FFD-1638 | FFD-1638 TERMİNAL | 0,5 - 1,5 mm² Fully Insulated F. Disconnectors | 100 | Adet | 0.167 | kg | 6000 | Adet | 0.1035 | USD | 0 | TL
8680734717379 | FFD-2488 | FFD-2488 TERMİNAL | 1,5 - 2,5 mm² Fully Insulated F. Disconnectors | 100 | Adet | 0.157 | kg | 6000 | Adet | 0.0915 | USD | 0 | TL
8680734717386 | FFD-2638 | FFD-2638 TERMİNAL | 1,5 - 2,5 mm² Fully Insulated F. Disconnectors | 100 | Adet | 0.178 | kg | 6000 | Adet | 0.1035 | USD | 0 | TL
8680734717393 | FFD-5638 | FFD-5638 TERMİNAL | 4,0 - 6,0 mm² Fully Insulated F. Disconnectors | 100 | Adet | 0.229 | kg | 5000 | Adet | 0.1315 | USD | 0 | TL
8680734717409 | PFD-1288 | PFD-1288 TERMİNAL | 0,5 - 1,5 mm² Fully Poliamid Insulated F. Disc. | 200 | Adet | 0.206 | kg | 12000 | Adet | 0.126 | USD | 0 | TL
8680734717416 | PFD-1638 | PFD-1638 TERMİNAL | 0,5 - 1,5 mm² Fully Poliamid Insulated F. Disc. | 100 | Adet | 0.159 | kg | 6000 | Adet | 0.1555 | USD | 0 | TL
8680734717423 | PFD-2638 | PFD-2638 TERMİNAL | 1,5 - 2,5 mm² Fully Poliamid Insulated F. Disc. | 100 | Adet | 0.166 | kg | 6000 | Adet | 0.1555 | USD | 0 | TL
8680734717430 | PFD-5638 | PFD-5638 TERMİNAL | 4,0 - 6,0 mm² Fully Poliamid Insulated F. Disc. | 100 | Adet | 0.235 | kg | 5000 | Adet | 0.205 | USD | 0 | TL
8680734717263 | FE-1288 | FE-1288 TERMİNAL | 0,5 - 1,5 mm² Male Disconnectors Tab:0,8 x 2,80 mm. | 200 | Adet | 0.176 | kg | 12000 | Adet | 0.069 | USD | 0 | TL
8680734717270 | FE-1488 | FE-1488 TERMİNAL | 0,5 - 1,5 mm² Male Disconnectors Tab:0,8 x 4,75 mm. | 200 | Adet | 0.194 | kg | 12000 | Adet | 0.0805 | USD | 0 | TL
8680734717287 | FE-1638 | FE-1638 TERMİNAL | 0,5 - 1,5 mm² Male Disconnectors Tab:0,8 x 6,35 mm. | 200 | Adet | 0.222 | kg | 12000 | Adet | 0.092 | USD | 0 | TL
8680734717294 | FE-2488 | FE-2488 TERMİNAL | 1,5 - 2,5 mm² Male Disconnectors Tab:0,8 x 4,75 mm. | 200 | Adet | 0.213 | kg | 12000 | Adet | 0.085 | USD | 0 | TL
8680734717300 | FE-2638 | FE-2638 TERMİNAL | 1,5 - 2,5 mm² Male Disconnectors Tab:0,8 x 6,35 mm. | 200 | Adet | 0.242 | kg | 12000 | Adet | 0.092 | USD | 0 | TL
8680734717317 | FE-5638 | FE-5638 TERMİNAL | 4,0 - 6,0 mm² Male Disconnectors Tab:0,8 x 6,35 mm. | 100 | Adet | 0.204 | kg | 6000 | Adet | 0.144 | USD | 0 | TL
8680734717232 | FDEG-1861 | FDEG-1861 GERİ DÖNÜŞLÜ TERMİNAL | 0,5 - 1,5 mm² Piggy Back Disconnectors | 100 | Adet | 0.184 | kg | 6000 | Adet | 0.142 | USD | 0 | TL
8680734717249 | FDEG-2862 | FDEG-2862 GERİ DÖNÜŞLÜ TERMİNAL | 1,5 - 2,5 mm² Piggy Back Disconnectors | 100 | Adet | 0.191 | kg | 6000 | Adet | 0.142 | USD | 0 | TL
8680734717256 | FDEG-5866 | FDEG-5866 GERİ DÖNÜŞLÜ TERMİNAL | 4,0 - 6,0 mm² Piggy Back Disconnectors | 100 | Adet | 0.241 | kg | 5000 | Adet | 0.1705 | USD | 0 | TL
8680734717447 | PFDEB-1861 | PFDEB-1861 0,5-1 BAYRAK KABLO UCU | 0,5 - 1,5 mm² Flag Female Disconnectors | 100 | Adet | 0.166 | kg | 6000 | Adet | 0.1155 | USD | 0 | TL
8680734717454 | PFDEB-2862 | PFDEB-2862 1,5-2,5 BAYRAK KABLO UCU | 1,5 - 2,5 mm² Flag Female Disconnectors | 100 | Adet | 0.17 | kg | 6000 | Adet | 0.1155 | USD | 0 | TL
| CSMF4 | Set: 1 erkek kontak - 1 erkek konnektör - 1 dişi kontak - 1 dişi konnektör | Set Containing: 1 male contact - 1 male connector - 1 female contact - 1 female connector | 100 | Adet | 0 | kg | 0 | Adet | 10.2 | EUR | 0 | TL
| CSM4 | Erkek Set: 1 kontak - 1 konnektör | Male set: 1 contact + 1 connector | 100 | Adet | 0 | kg | 0 | Adet | 4.05 | EUR | 0 | TL
| CSF4 | Dişi Set: 1 kontak - 1 konnektör | Female set: 1 contact + 1 connector | 100 | Adet | 0 | kg | 0 | Adet | 4.05 | EUR | 0 | TL
| CSMMF4 | Erkek-Erkek / Dişi Kaplin | Male-Female / Female coupler | 10 | Adet | 0 | kg | 0 | Adet | 24.7 | EUR | 0 | TL
| CSFFM4 | Dişi-Dişi / Erkek Kaplin | Female - female / male coupler | 10 | Adet | 0 | kg | 0 | Adet | 25 | EUR | 0 | TL
| CLECS | Sıkma ve sökme anahtarı | Tightening and disassembly-chuck key | 1 | Adet | 0 | kg | 0 | Adet | 7.7 | EUR | 0 | TL
| SFP6PI | Eşpotensiyelli Ek Alma Konnektörü - Deliksiz Alüminyum (Kendinden Delme Vidası) | Connectors for Equipotential Bonding - Alu without hole (self-Drilling Screw) | 100 | Adet | 0 | kg | 0 | Adet | 5.85 | EUR | 0 | TL
| SFP6PI48 | Eşpotensiyelli Ek Alma Konnektörü - Delikli Alüminyum (Kendinden Diş Açan Vida) | Connectors for Equipotential Bonding - Alu with hole (self-tapping Screw) | 100 | Adet | 0 | kg | 0 | Adet | 5.85 | EUR | 0 | TL
| SFP6PI2V | Eşpotensiyelli Ek Alma Konnektörü - Deliksiz Alüminyum (Kendinden Delme Vidası) | Connectors for Equipotential Bonding - Alu without hole (self-drilling Screw) | 50 | Adet | 0 | kg | 0 | Adet | 6.45 | EUR | 0 | TL
| SFP6PI55 | Eşpotensiyelli Ek Alma Konnektörü - Delikli Alüminyum (Kendinden Delme Vidası) | Connectors for Equipotential Bonding - Sreel with hole (self-drilling Screw) | 50 | Adet | 0 | kg | 0 | Adet | 5.9 | EUR | 0 | TL
| SFP6PIPR | Eşpotensiyelli Ek Alma Konnektörü - Deliksiz Alüminyum (Kendinden Delme Vidası) | Connectors for Equipotential Bonding - Alu without hole (self-drilling Screw) | 50 | Adet | 0 | kg | 0 | Adet | 6.9 | EUR | 0 | TL
| SFP4RE6 | Eşpotansiyelli Bağlantı için Knnektörler | Connectors for Equipotential Bonding | 100 | Adet | 0 | kg | 0 | Adet | 10.5 | EUR | 0 | TL
| SFP4VT10 | Eşpotansiyelli Bağlantı için Knnektörler | Connectors for Equipotential Bonding | 100+1 | Adet | 0 | kg | 0 | Adet | 8.7 | EUR | 0 | TL
| SFP4AF8 | Eşpotansiyelli Bağlantı için Knnektörler | Connectors for Equipotential Bonding | 100+1 | Adet | 0 | kg | 0 | Adet | 8.7 | EUR | 0 | TL
| SFP6AF8 | Eşpotansiyelli Bağlantı için Knnektörler | Connectors for Equipotential Bonding | 100+1 | Adet | 0 | kg | 0 | Adet | 9.75 | EUR | 0 | TL
| SFP41916 | Döşemeli Panel' Modülleri için Konnektörler | SOLFIL Connectors for 'Tile Panel' Modules | 100+1 | Adet | 0 | kg | 0 | Adet | 10.05 | EUR | 0 | TL
| EVBSFP | SOLFIL Konnektörü İçin El Aleti | Tooling for SOLFIL Connectors | 1 | Adet | 0 | kg | 0 | Adet | 111.5 | EUR | 0 | TL
| DSOLFILSFP | Yalıtımlı Sıyırma Pensesi | Insulateion window Stripping Tool | 1 | Adet | 0 | kg | 0 | Adet | 310 | EUR | 0 | TL
| LAMEDSOLFIL | Yedek Bıçak Seti | Set of Spare Blade | 4+1 | Adet | 0 | kg | 0 | Adet | 98 | EUR | 0 | TL
8680734721406 | SFK-Y0810 | SFK-Y0810 0,08-10,00 mm2 YÜKSÜK SIKMA PENSESİ | 0,8-10 mm² Cord-end Sleeve Crimper | 1 | Adet | 0.3 | kg | 0 | Adet | 279 | EUR | 0 | TL
8680734721413 | SFK-Y0816 | SFK-Y0816 0,08-16,00 mm2 YÜKSÜK SIKMA PENSESİ | 0,08-16,00 mm² Cord-end Sleeve Crimper | 1 | Adet | 0.5 | kg | 0 | Adet | 263 | EUR | 0 | TL
8680734721369 | SFK-Y01416 | SFK-Y01416 0,14-16,00 mm2 YÜKSÜK SIKMA PENSESİ | 0,14-16 mm² Cord-end Sleeve Crimper | 1 | Adet | 0.485 | kg | 0 | Adet | 218.5 | EUR | 0 | TL
8680734721376 | SFK-Y0256 | SFK-Y0256 0,25-6,00 mm2 YÜKSÜK SIKMA PENSESİ | 0,25-6,0 mm² Cord-end Sleeve Crimper | 1 | Adet | 0.35 | kg | 0 | Adet | 322.5 | EUR | 0 | TL
8680734721437 | SFK-Y1050 | SFK-Y1050 10-50 mm2 YÜKSÜK SIKMA PENSESİ | 10,0-50,0 mm² Cord-end Sleeve Crimper | 1 | Adet | 0.6 | kg | 0 | Adet | 241 | EUR | 0 | TL
8680734721284 | SFK-I0506 | SFK-I0506 0,5-6,00 mm2 İZOLELİ PABUÇ SIKMA PENSESİ | 0,5-6,0 mm² Insulated Terminal Crimper | 1 | Adet | 0.5 | kg | 0 | Adet | 230 | EUR | 0 | TL
8680734721307 | SFK-IZ0251 | SFK-IZ0251 0,25-1,00 mm2 KONNEKTÖR SIKMA PENSESİ | 0,25-1,0 mm² Un-insulated Terminal and Connector Crimper | 1 | Adet | 0.51 | kg | 0 | Adet | 334 | EUR | 0 | TL
8680734721314 | SFK-IZ0560 | SFK-IZ0560 0,5-6,0 mm2 KONNEKTÖR SIKMA PENSESİ | 0,5-6,0 mm² Un-insulated Terminal and Connector Crimper | 1 | Adet | 0.48 | kg | 0 | Adet | 334 | EUR | 0 | TL
8680734721321 | SFK-K07516 | SFK-K07516 KABLO PABUCU SIKMA PENSESİ | 0,75-16 mm² Cable Lug Crimper | 1 | Adet | 0.575 | kg | 0 | Adet | 279 | EUR | 0 | TL
8680734721246 | SFK-D8 | SFK-D8 8 PİMLİ KONNEKTÖR SIKMA PENSESİ | Crimping Telephone Connectors with 8 pins | 1 | Adet | 0.29 | kg | 0 | Adet | 284.5 | EUR | 0 | TL
8680734721871 | SFK-S0316 | SFK-S0316 0,03-16,0 mm2 KABLO SOYMA | 0,03-16,0 mm² Cable Stripper | 1 | Adet | 0.195 | kg | 0 | Adet | 192 | EUR | 0 | TL
8680734721888 | SFK-S2511 | SFK-S2511 2,5-11 mm2 HASSAS ŞERİT KABLO SOYMA | Ø 11 mm² Cable Stripper | 1 | Adet | 0.035 | kg | 0 | Adet | 78.5 | EUR | 0 | TL
8680734719779 | OGS-40 | OGS-40 ORTA GERİLİM KABLO SOYMA 40 mm | Ø 16,0 - 40,0 mm. Medium Voltage Cable Stripper | 1 | Adet | 1.13 | kg | 0 | Adet | 240 | EUR | 0 | TL
8680734719786 | OGS-50 | OGS-50 ORTA GERİLİM KABLO SOYMA 50 mm | Ø 20,0 - 50,0 mm. Medium Voltage Cable Stripper | 1 | Adet | 1.15 | kg | 0 | Adet | 275 | EUR | 0 | TL
8680734719793 | OGS-60 | OGS-60 ORTA GERİLİM KABLO SOYMA 60 mm | Ø 20,0 - 60,0 mm. Medium Voltage Cable Stripper | 1 | Adet | 1.75 | kg | 0 | Adet | 335 | EUR | 0 | TL
8680734721727 | NO-25 | Ø 4-10mm KABLO SIYIRMA | Ø 4-10mm Cable Stripper | 1 | Adet | 0.163 | kg | 5 | Adet | 420 | EUR | 0 | TL
8680734721840 | S-4-28 | Ø 4 - 28 mm. KABLO SIYIRICI | Ø 4 - 28 mm. Cable Stripper | 1 | Adet | 0.72 | kg | 0 | Adet | 26.5 | EUR | 0 | TL
4024596030148 | S-4-28Multi | Ø 4 - 28 mm. KABLO SIYIRICI - MULTİ | Ø 4 - 28 mm. Cable Stripper - Multi | 1 | Adet | 0.61 | kg | 0 | Adet | 32 | EUR | 0 | TL
8680734742357 | NO-4-16 | Ø 4 - 16 mm. KABLO SIYIRICI | Ø 4 - 16 mm. Cable Stripper | 1 | Adet | 0.84 | kg | 0 | Adet | 25.2 | EUR | 0 | TL
4024596000332 | NO-8-27 | Ø 8 - 28 mm. KABLO SIYIRICI | Ø 8 - 28 mm. Cable Stripper - Multi | 1 | Adet | 0.92 | kg | 0 | Adet | 25.2 | EUR | 0 | TL
8680734721734 | NO-28-35 | Ø 28 - 35 mm KABLO SIYIRMA | Ø 28 - 35 mm Cable Stripper | 1 | Adet | 0.87 | kg | 0 | Adet | 34.15 | EUR | 0 | TL
8680734721765 | NO-35-50 | Ø 35-50 mm KABLO SIYIRMA | Ø 35-50 mm Cable Stripper | 1 | Adet | 0.9 | kg | 0 | Adet | 37.5 | EUR | 0 | TL
4024596059811 | 4-28H | Ø 4 - 28 mm KABLO SIYIRMA -Kancalı Bıçak | Ø 4 - 28 mm Cable Stripper | 1 | Adet | 0.98 | kg | 0 | Adet | 22.05 | EUR | 0 | TL
8680734745686 | 4-28G | Ø 4-28 mm KABLO SIYIRICI-Düz Bıçak | Ø 4-28 mm Cable Stripper | 1 | Adet | 0.104 | kg | 0 | Adet | 28 | EUR | 0 | TL
8680734721789 | NO-5 | 0,2 - 6 mm² KABLO SIYIRMA | 0,2 - 6 mm² Cable Stripper | 1 | Adet | 0.107 | kg | 0 | Adet | 40 | EUR | 0 | TL
8680734742364 | NO-6 | 0,2 - 6 mm² KABLO SIYIRMA | 0,2 - 6 mm² Cable Stripper | 1 | Adet | 0.105 | kg | 0 | Adet | 58.5 | EUR | 0 | TL
8680734721826 | NO-7R | NO-7 SOLAR 1,5-6,0 mm2 KABLO SIYIRMA | 0,5 - 16,0 mm² Cable Stripper | 1 | Adet | 0.217 | kg | 0 | Adet | 107 | EUR | 0 | TL
8680734721819 | NO-7F | NO-7F 0,50-16 mm2 KABLO SIYIRMA | 0,75 - 4 mm² Cable Stripper | 1 | Adet | 0.22 | kg | 0 | Adet | 121 | EUR | 0 | TL
4024596047603 | NO-16 | Ø 8 - 13 mm KABLO SIYIRMA | Ø 8 - 13 mm Cable Stripper | 1 | Adet | 0.53 | kg | 0 | Adet | 48.5 | EUR | 0 | TL
4024596000301 | NO-13 | Ø 6 - 13 mm KABLO SIYIRMA | Ø 6 - 13 mm Cable Stripper | 1 | Adet | 0.44 | kg | 0 | Adet | 30 | EUR | 0 | TL
8680734742296 | NO-10 | Ø 4,5 - 10mm KABLO SIYIRMA | Ø 4,5 - 10mm Cable Stripper | 1 | Adet | 0.48 | kg | 0 | Adet | 31 | EUR | 0 | TL
4024596000318 | NO-2 | Ø 4,8 - 7,5 mm KABLO SIYIRMA | Ø 4,8 - 7,5 mm. Cable Stripper | 1 | Adet | 0.28 | kg | 0 | Adet | 28 | EUR | 0 | TL
8680734721741 | NO-3 | Ø 4,8 - 7,5 mm KABLO SIYIRMA | Ø 4,8 - 7,5 mm. Cable Stripper | 1 | Adet | 0.55 | kg | 0 | Adet | 41 | EUR | 0 | TL
4024596032555 | NO-30 | Ø 4 - 10mm KABLO SIYIRMA | Ø 4 - 10mm Cable Stripper | 1 | Adet | 0.6 | kg | 0 | Adet | 47.5 | EUR | 0 | TL
4024596034412 | NO-1FPlus | Ø 7,0mm KABLO SIYIRMA - Plus | Ø 7,0mm Cable Stripper - Plus | 1 | Adet | 0.47 | kg | 0 | Adet | 34.15 | EUR | 0 | TL
8680734721673 | NO-100 | Ø 4 - 13mm KABLO SIYIRMA | Ø 4 - 13mm Cable Stripper | 1 | Adet | 0.74 | kg | 0 | Adet | 36.25 | EUR | 0 | TL
8680734721772 | NO-400 | Ø 8 - 13mm TTR KABLO SIYIRMA | Ø 8 - 13mm Cable Stripper | 1 | Adet | 0.79 | kg | 0 | Adet | 58.5 | EUR | 0 | TL
8680734721697 | NO-150 | 0,50 - 6 mm2 KABLO SIYIRMA | 0,50 - 6 mm2 Cable Stripper | 1 | Adet | 0.112 | kg | 0 | Adet | 35.15 | EUR | 0 | TL
8680734721710 | NO-200 | Ø 4 - 28mm KABLO SIYIRMA | Ø 4 - 28mm Cable Stripper | 1 | Adet | 0.123 | kg | 0 | Adet | 79.5 | EUR | 0 | TL
8680734721758 | NO-300 | 0,5 - 6mm² KABLO SIYIRMA-YÜKSÜK SIKMA | 0,5 - 6mm² Cable Stripper | 1 | Adet | 0.116 | kg | 0 | Adet | 91.5 | EUR | 0 | TL
8680734742340 | NO-3Solar | Ø 1,5-6 mm KABLO SIYIRICI-Solar | Ø 1,5-6 mm. Cable Stripper | 1 | Adet | 0.58 | kg | 0 | Adet | 74 | EUR | 0 | TL
8680734742371 | NO-7Solar | Ø 1,5 - 6 mm KABLO SIYIRICI-Solar | Ø 1,5 - 6 mm Cable Stripper | 1 | Adet | 0.218 | kg | 0 | Adet | 128 | EUR | 0 | TL
4024596047917 | NO-35 | KABLO BIÇAĞI | Cable Knife | 1 | Adet | 0.22 | kg | 0 | Adet | 62 | EUR | 0 | TL
8680734721642 | HD-1000 | KABLO SOYMA BIÇAĞI | Cable Stripper Knife | 1 | Adet | 0.93 | kg | 0 | Adet | 86 | EUR | 0 | TL
| MC25 | Elektrikli Yüksük Sıkma Makinesi | Electric Machine to Crimp End Sleeves Tape Mounted | 1 | Adet | 12 | kg | 0 | Adet | 19845 | EUR | 0 | TL
| BCE005 | 0,5mm2 Yüksük | 0,5mm2 Cord-End Sleeve | 1000 | Adet | 0 | kg | 0 | Adet | 0.035 | EUR | 0 | TL
| BCE007 | 0,75mm2 Yüksük | 0,75mm2 Cord-End Sleeve | 1000 | Adet | 0 | kg | 0 | Adet | 0.035 | EUR | 0 | TL
| BCE010 | 1mm2 Yüksük | 1mm2 Cord-End Sleeve | 1000 | Adet | 0 | kg | 0 | Adet | 0.035 | EUR | 0 | TL
| BCE015 | 1,5mm2 Yüksük | 1,5mm2 Cord-End Sleeve | 1000 | Adet | 0 | kg | 0 | Adet | 0.035 | EUR | 0 | TL
| BCE025 | 2,5mm2 Yüksük | 2,5mm2 Cord-End Sleeve | 500 | Adet | 0 | kg | 0 | Adet | 0.035 | EUR | 0 | TL
8680734721505 | SFK-5 | YAC-5 0,50-6,00 mm2 YÜKSÜK SIKMA PENSESİ | 0,50 - 6,00 mm² Cord-end Sleeve Crimper | 1 | Adet | 0.4 | kg | 0 | Adet | 75.9 | USD | 0 | TL
8680734721512 | SFK-6 | YAC-6 6,00-16,00 mm2 YÜKSÜK SIKMA PENSESİ | 6,00 - 16,00 mm² Cord-end Sleeve Crimper | 1 | Adet | 0.4 | kg | 0 | Adet | 75.9 | USD | 0 | TL
8680734721529 | SFK-8 | YAC-8 0,80-6,00 mm2 YÜKSÜK SIKMA PENSESİ | 0,80 - 6,00 mm² Cord-end Sleeve Crimper | 1 | Adet | 0.385 | kg | 0 | Adet | 92 | USD | 0 | TL
8680734721543 | SFK-1 | YYT-1 0,25-6,00 mm2 TERMİNAL SIKMA PENSESİ | 0,25 - 6,00 mm² Insulated Terminal Crimping Plier | 1 | Adet | 0.56 | kg | 0 | Adet | 65.55 | USD | 0 | TL
8680734721598 | SFK-7 | YYT-7 0,50-6,00 mm2 TERMİNAL SIKMA PENSESİ | 0,50 - 6,00 mm² Insulated Terminal Crimping Plier | 1 | Adet | 0.56 | kg | 0 | Adet | 75.9 | USD | 0 | TL
8680734721093 | HD-F0560 | HD-F0560 0,50-6,00 mm2 TERMİNAL SIKMA PENSESİ | 0,50 - 6,00 mm² Non-Insulated Terminal Crimping Plier | 1 | Adet | 0.51 | kg | 0 | Adet | 72 | USD | 0 | TL
8680734721550 | SFK-11 | YYT-11 0,50-6,00 mm2 TERMİNAL SIKMA PENSESİ | 0,50 - 6,00 mm² Non-Insulated Terminal Crimping Plier | 1 | Adet | 0.56 | kg | 0 | Adet | 75.9 | USD | 0 | TL
8680734721567 | SFK-12 | YYT-12 1,00x10,00 mm2 TERMİNAL SIKMA PENSESİ | 1,00 - 10,00 mm² Non-Insulated Terminal Crimping Plier | 1 | Adet | 0.56 | kg | 0 | Adet | 75.9 | USD | 0 | TL
8680734721079 | HD-11010 | HD-11010 AWG 24-14 KONNEKTÖR SIKMA PENSESİ | AWG 24 - 12 Terminal Crimping Plier | 1 | Adet | 0.38 | kg | 0 | Adet | 72 | USD | 0 | TL
8680734721086 | HD-11011 | HD-11011 AWG 30-18 KONNEKTÖR SIKMA PENSESİ | AWG 30 - 18 Terminal Crimping Plier | 1 | Adet | 0.38 | kg | 0 | Adet | 72 | USD | 0 | TL
8680734721024 | CT-25/HD-25L | CT-25/HD-25L 6,00-25,00 mm2 SKP SIKMA PENSESİ | 6,00 - 25,00 mm² Terminal Crimping Plier | 1 | Adet | 0.78 | kg | 0 | Adet | 110 | USD | 0 | TL
8680734721604 | SFK-T8 | YYT-8 1,50-10,00 mm2 SKP SIKMA PENSESİ | 1,50 - 10,00 mm² Terminal Crimping Plier | 1 | Adet | 0.56 | kg | 0 | Adet | 65.55 | USD | 0 | TL
8680734721611 | SFK-9 | YYT-9 10,00-16,00 mm2 SKP SIKMA PENSESİ | 10,00 - 16,00 mm² Terminal Crimping Plier | 1 | Adet | 0.56 | kg | 0 | Adet | 65.55 | USD | 0 | TL
| MY287 | SKP Sıkma Pensesi - İzoleli Kablo Yüksükleri için | Terminal Crimping Plier | 1 | Adet | 3.7 | kg | 0 | Adet | 1760 | EUR | 0 | TL
8680734721208 | RJ-86 | RJ-86 KONNEKTÖR SIKMA PENSESİ | 6 - 8 Entry Connector Crimper | 1 | Adet | 0.32 | kg | 0 | Adet | 69 | USD | 0 | TL
8680734721185 | RG-9600 | RG-9600 BNC,TNC,MİNİ UHF KONNEKTÖR SIKMA PENSESİ | BNC,TNC,MINI UHF Connector Crimper | 1 | Adet | 0.55 | kg | 0 | Adet | 66 | USD | 0 | TL
8680734721468 | TG-008 | TG-008 2,2-4,8 mm KABLO BAĞI SIKMA PENSESİ | 2,2 - 4,8 mm (W) Tie Gun | 1 | Adet | 0.3 | kg | 0 | Adet | 61 | USD | 0 | TL
8680734721475 | TG-009 | TG-009 3,6-9,00 mm KABLO BAĞI SIKMA | 3,6 - 9,0 mm (W) Tie Gun | 1 | Adet | 0.32 | kg | 0 | Adet | 39 | USD | 0 | TL
8680734720997 | TG-011 | TG-011 ÇELİK KABLO BAĞI KESME MAKASI | Steel Cable Tie Tension Tool | 1 | Adet | 0.32 | kg | 0 | Adet | 165 | USD | 0 | TL
8680734721901 | SKS-318 | YY-78-318 0,50-2,5 mm2 KABLO SIYIRMA PENSESİ | 0,50 - 2,5 mm² Cable Stripper | 1 | Adet | 0.2 | kg | 0 | Adet | 34.5 | USD | 0 | TL
8680734721000 | WSC-1022 | WSC-1022 KABLO KESME MAKASI | 0,50 - 6,0 mm² Cable Stripper | 1 | Adet | 0.115 | kg | 0 | Adet | 25 | USD | 0 | TL
8680734721666 | MES-202 | MES-202 0,5-6,0 mm2 KABLO SIYIRMA PENSESİ | 0,5 - 6,0 mm² Cable Stripper | 1 | Adet | 0.365 | kg | 0 | Adet | 71 | USD | 0 | TL
8680734721659 | LY-700B | LY-700B 1,0-4,0 mm2 KABLO SIYIRMA PENSESİ (WIRE S) | 1,0 - 4,0 mm² Cable Stripper | 1 | Adet | 0.34 | kg | 0 | Adet | 47 | USD | 0 | TL
8680734719717 | SP-120 | SP-120 10,00-120,00 mm2 SKP SIKMA PENSESİ (ÇENELER DAHİL) | 10 - 120 mm² Cable Lug Crimper | 1 | Adet | 4.6 | kg | 0 | Adet | 335 | EUR | 0 | TL
8680734733638 | SFK-SP120-10120 | ŞAFAK SP-120 YEDEK ÇENE 10-120mm2 |  | 1 | Adet | 0 | kg | 0 | Adet | 18 | EUR | 0 | TL
8680734733645 | SFK-SP120-16095 | ŞAFAK SP-120 YEDEK ÇENE 16-95mm2 |  | 1 | Adet | 0 | kg | 0 | Adet | 18 | EUR | 0 | TL
8680734733652 | SFK-SP120-25070 | ŞAFAK SP-120 YEDEK ÇENE 25-70mm2 |  | 1 | Adet | 0 | kg | 0 | Adet | 18 | EUR | 0 | TL
8680734733669 | SFK-SP120-35050 | ŞAFAK SP-120 YEDEK ÇENE 35-50mm2 |  | 1 | Adet | 0 | kg | 0 | Adet | 18 | EUR | 0 | TL
8680734719762 | SP-300 | SP-300 10-300 mm2 SKP SIKMA PENSESİ (ÇENELER DAHİL) | 10 - 300 mm² Cable Lug Crimper | 1 | Adet | 7.4 | kg | 0 | Adet | 540 | EUR | 0 | TL
8680734733683 | SFK-SP300-10300 | ŞAFAK SP-300 YEDEK ÇENE (YILDIZ) 10-300mm2 |  | 1 | Adet | 0 | kg | 0 | Adet | 30.5 | EUR | 0 | TL
8680734733690 | SFK-SP300-16240 | ŞAFAK SP-300 YEDEK ÇENE (YILDIZ) 16-240mm2 |  | 1 | Adet | 0 | kg | 0 | Adet | 30.5 | EUR | 0 | TL
8680734733706 | SFK-SP300-25185 | ŞAFAK SP-300 YEDEK ÇENE (YILDIZ) 25-185mm2 |  | 1 | Adet | 0 | kg |  | Adet | 30.5 | EUR | 0 | TL
8680734733713 | SFK-SP300-35150 | ŞAFAK SP-300 YEDEK ÇENE (YILDIZ) 35-150mm2 |  | 1 | Adet | 0 | kg |  | Adet | 30.5 | EUR | 0 | TL
8680734733720 | SFK-SP300-50120 | ŞAFAK SP-300 YEDEK ÇENE (YILDIZ) 50-120mm2 |  | 1 | Adet | 0 | kg |  | Adet | 30.5 | EUR | 0 | TL
8680734733737 | SFK-SP300-70095 | ŞAFAK SP-300 YEDEK ÇENE (YILDIZ) 70-95mm2 |  | 1 | Adet | 0 | kg |  | Adet | 30.5 | EUR | 0 | TL
8680734719670 | SP-0650STD | SP-0650 6,00-50,00 mm2 SKP SIKMA PENSESİ (STD) | 6,00-50,00 mm² Cable Lug Crimper (STD) | 1 | Adet | 1.1 | kg |  | Adet | 80 | EUR | 0 | TL
8680734733355 | SFK-SP0650-STD | ŞAFAK SP-0650 YEDEK ÇENE (STD) |  | 1 | Adet | 0 | kg |  | Adet | 4 | EUR | 0 | TL
8680734719656 | SP-0650DIN | SP-0650 6,00-50,00 mm2 SKP SIKMA PENSESİ (DIN) | 6,00-50,00 mm² Cable Lug Crimper (DIN) | 1 | Adet | 1.1 | kg |  | Adet | 80 | EUR | 0 | TL
8680734733591 | SFK-SP0650-DIN | ŞAFAK SP-0650 YEDEK ÇENE (DIN) |  | 1 | Adet | 0 | kg |  | Adet | 4 | EUR | 0 | TL
8680734719663 | SP-0650S1 | SP-0650 6,00-50,00 mm2 SKP SIKMA PENSESİ (S1) | 6,00-50,00 mm² Cable Lug Crimper (S1) | 1 | Adet | 2.1 | kg |  | Adet | 80 | EUR | 0 | TL
8680734733607 | SFK-SP0650-S1 | ŞAFAK SP-0650 YEDEK ÇENE (S1) | Spare Die of SP-0650 (S1) | 1 | Adet | 0 | kg |  | Adet | 4 | EUR | 0 | TL
8680734719700 | SP-10120STD | SP-10120 10-120 mm2 SKP SIKMA PENSESİ (STD) | 10-120 mm² Cable Lug Crimper (STD) | 1 | Adet | 2.9 | kg |  | Adet | 125 | EUR | 0 | TL
8680734733362 | SFK-SP10120-STD | ŞAFAK SP-10120 YEDEK ÇENE (STD) |  | 1 | Adet | 0 | kg |  | Adet | 6 | EUR | 0 | TL
8680734719687 | SP-10120DIN | SP-10120 10-120 mm2 SKP SIKMA PENSESİ (DIN) | 10-120 mm² Cable Lug Crimper (DIN) | 1 | Adet | 2.9 | kg |  | Adet | 125 | EUR | 0 | TL
8680734733614 | SFK-SP10120-DIN | ŞAFAK SP-10120 YEDEK ÇENE (DIN) |  | 1 | Adet | 0 | kg |  | Adet | 6 | EUR | 0 | TL
8680734719694 | SP-10120S1 | SP-10120 10-120 mm2 SKP SIKMA PENSESİ (S1) | 10-120 mm² Cable Lug Crimper (S1) | 1 | Adet | 2.9 | kg |  | Adet | 125 | EUR | 0 | TL
8680734733621 | SFK-SP10120-S1 | ŞAFAK SP-10120 YEDEK ÇENE (S1) |  | 1 | Adet | 0 | kg |  | Adet | 6 | EUR | 0 | TL
8680734719755 | SP-25150STD | SP-25150 25-150 mm2 SKP SIKMA PENSESİ (STD) | SP-25150 25-150 mm² Cable Lug Crimper (STD) | 1 | Adet | 2.9 | kg |  | Adet | 125 | EUR | 0 | TL
8680734733379 | SFK-SP25150-STD | ŞAFAK SP-25150 YEDEK ÇENE (STANDART) |  | 1 | Adet | 0 | kg |  | Adet | 6 | EUR | 0 | TL
8680734719731 | SP-25150DIN | SP-25150 25-150 mm2 SKP SIKMA PENSESİ (DIN) | 25-150 mm² Cable Lug Crimper (DIN) | 1 | Adet | 2.9 | kg |  | Adet | 125 | EUR | 0 | TL
8680734719748 | SP-25150S1 | SP-25150 25-150 mm2 SKP SIKMA PENSESİ (S1) | 25-150 mm² Cable Lug Crimper (S1) | 1 | Adet | 2.9 | kg |  | Adet | 125 | EUR | 0 | TL
8680734719625 | SCC-250 | ŞCC-250 250 mm2 KABLO KESME MAKASI | Max. 250 mm² Copper Cable Cutter | 1 | Adet | 2 | kg |  | Adet | 120 | EUR | 0 | TL
8680734717836 | SET-45 | ŞCC-250 MAKAS AĞZI ÇİFT TARAFLI | ŞCC-250 Double Cutter Edge | 1 | Adet | 0 | kg |  | Adet | 75 | EUR | 0 | TL
8680734719632 | SCC-500 | ŞCC-500 500 mm2 KABLO KESME MAKASI | Max. 500 mm² Copper Cable Cutter | 1 | Adet | 2.93 | kg |  | Adet | 165 | EUR | 0 | TL
8680734717850 | SET-47 | ŞCC-500 MAKAS AĞZI ÇİFT TARAFLI | ŞCC-500 Double Cutter Edge | 1 | Adet | 0 | kg |  | Adet | 90 | EUR | 0 | TL
8680734720911 | CC-60 | CC-60/YYR 513 50 mm2 KABLO KESME MAKASI | Max. 50 mm² Copper Cable Cutter | 1 | Adet | 0.38 | kg |  | Adet | 42 | USD | 0 | TL
8680734719588 | KM-95 | KM-95 1x95 mm2 KABLO KESME MAKASI | Max. 95 mm² Copper Cable Cutter | 1 | Adet | 0.75 | kg |  | Adet | 50 | EUR | 0 | TL
8680734717768 | SET-43 | KM-95 MAKAS AĞZI ÇİFT TARAFLI | KM-95 Double Cutter Edge | 1 | Adet | 0 | kg |  | Adet | 45 | EUR | 0 | TL
8680734719564 | KM-240 | KM-240 1x240 mm2 KABLO KESME MAKASI | Max. 240 mm² Copper Cable Cutter | 1 | Adet | 2 | kg |  | Adet | 70 | EUR | 0 | TL
8680734717744 | SET-42 | KM-240 MAKAS AĞZI ÇİFT TARAFLI | KM-240 Double Cutter Edge | 1 | Adet | 0 | kg |  | Adet | 64 | EUR | 0 | TL
8680734727248 | KKM | KANAL KESME MAKASI | Wiring Duct Cutter | 1 | Adet | - | kg | - | Adet | 95 | USD | 0 | TL
8680734732211 | SCR-320L | 320mm2 CIRCIRLI KABLO KESME MAKASI | Max. 320 mm² Copper Cable Cutter | 1 | Adet | 0.7 | kg |  | Adet | 427.5 | EUR | 0 | TL
8680734728306 | SCR-340 | SCR-340 340mm CIRCIRLI KABLO KESME MAKASI | 340mm Cable Cutter | 1 | Adet | 0.85 | kg |  | Adet | 499.5 | EUR | 0 | TL
8680734720980 | SCR-600 | SCR-600 4x240 mm2 KABLO KESME MAKASI | Max. Ø 60 mm² AL/CU Cable Cutter | 1 | Adet | 4.8 | kg |  | Adet | 1401 | EUR | 0 | TL
8680734728313 | SCR-620 | SCR-620 620 mm CIRCIRLI KABLO KESME MAKASI | 620 mm Cable Cutter | 1 | Adet | 0.82 | kg |  | Adet | 787.5 | EUR | 0 | TL
8680734728320 | SCR-1000T | SCR 1000T 1000mm CIRCIRLI KABLO KESME MAKASI | 1000mm Cable Cutter | 1 | Adet | 7.5 | kg |  | Adet | 1092 | EUR | 0 | TL
8680734720959 | SCR-1000V | SCR-1000V KABLO KESME MAKASI | 1000V Cable Cutter | 1 | Adet | 7.5 | kg |  | Adet | 858.5 | EUR | 0 | TL
8680734719601 | SC-16E | SC-16E ÇELİK ÖZLÜ ALÜMİNYUM İLETKEN KESME 20 mm | Max. Ø 20 mm. Steel Cable Cutter | 1 | Adet | 2 | kg |  | Adet | 130 | EUR | 0 | TL
8680734717812 | SET-44 | SC-16E MAKAS AĞZI ÇİFT TARAFLI | SC-16E Cutter Double Edge | 1 | Adet | 0 | kg |  | Adet | 88 | EUR | 0 | TL
8680734720966 | SCR-500ACSR | SCR-500ACSR KABLO KESME MAKASI | Max. Ø 20 mm² 477 MCM Al / Steel Cable Cutter | 1 | Adet | 1.2 | kg |  | Adet | 1133 | EUR | 0 | TL
8680734719366 | S-6 | S-6 10-240 mm HİDROLİK PABUÇ SIKMA PENSESİ | 10 - 240 mm² Hand Hydraulic Crimping Tool | 1 | Adet | 2.95 | kg |  | Adet | 660 | EUR | 0 | TL
| S-6/KOMPLE | [8 empty] | 801 | EUR | 0 | TL
8680734719373 | S-60 | S-60 10-300 mm2 HİDROLİK PABUÇ SIKMA PENSESİ | 10 - 300 mm² Hand Hydraulic Crimping Tool | 1 | Adet | 2.95 | kg |  | Adet | 830 | EUR | 0 | TL
| S-60/KOMPLE | [8 empty] | 1112 | EUR | 0 | TL
8680734719434 | SC-130 | SC-130 16-300 mm2 HİDROLİK PABUÇ SIKMA PENSESİ | 16 - 300 mm² Hand Hydraulic Crimping Tool | 1 | Adet | 5.36 | kg |  | Adet | 1075 | EUR | 0 | TL
| SC-130/KOMPLE | [8 empty] | 1454.5 | EUR | 0 | TL
8680734719441 | SC-130L | SC-130L 16-400 mm2 HİDROLİK PABUÇ SIKMA PENSESİ | 16 - 400 mm² Hand Hydraulic Crimping Tool | 1 | Adet | 5.36 | kg |  | Adet | 1095 | EUR | 0 | TL
| SC-130L/KOMPLE | [8 empty] | 1509 | EUR | 0 | TL
8680734719540 | SXC-130 | SXC-130 16-300 mm2 HİDROLİK PABUÇ SIKMA BAŞLIĞI | 16 - 300 mm² Hydraulic Crimping Head | 1 | Adet | 3.9 | kg |  | Adet | 365 | EUR | 0 | TL
8680734719557 | SXC-130L | SXC-130L 16-400 mm2 HİDROLİK PABUÇ SIKMA BAŞLIĞI | 16 - 400 mm² Hydraulic Crimping Head | 1 | Adet | 4.7 | kg |  | Adet | 420 | EUR | 0 | TL
8680734719502 | SHK-25 | SHK-25 16-600 mm2 HİDROLİK PABUÇ SIKMA BAŞLIĞI | 16-600 mm² Hydraulic Crimping Head | 1 | Adet | 7.2 | kg |  | Adet | 660 | EUR | 0 | TL
| SCPF130K | Bağlanabilir Hidrolik Sabit Cihaz | Connectable Hydraulic Tool Stationary Equipment | 1 | Adet | 12 | kg |  | Adet | 5060 | EUR | 0 | TL
8680734719519 | SHK-45 | SHK-45 16-600 mm2 HİDROLİK PABUÇ SIKMA BAŞLIĞI | 16-1000 mm² Hydraulic Cable Lug Crimping Head - One Sided | 1 | Adet | 7.2 | kg |  | Adet | 1320 | EUR | 0 | TL
8680734719496 | SHK-110 | SHK-110 HİDROLİK BAŞLIK | Hydraulic Head Unit | 1 | Adet | 62 | kg |  | Adet | 6730 | EUR | 0 | TL
8680734717737 | SHP-200S | SHP-200S HİDROLİK POMPA TEK YÖNLÜ | One Sided Electrical Hydraulic Pump | 1 | Adet | 20 | kg |  | Adet | 3960 | EUR | 0 | TL
8680734720355 | SHP-200D | SHP-200D ELEKTRİKLİ HİDROLİK POMPA ÇİFT YÖNLÜ | Two Sided Electrical Hydraulic Pump | 1 | Adet | 25 | kg |  | Adet | 5280 | EUR | 0 | TL
8680734720195 | HD-2107K | HD-2107K İKİ KADEMELİ HİDROLİK EL POMPASI | Hydraulic Hand Pump - with hose - with blue carrying case | 1 | Adet | 0 | kg |  | Adet | 550 | EUR | 0 | TL
8680734720201 | HD-2109K | HD-2109K İKİ KADEMELİ HİDROLİK EL POMPASI | Hydraulic Hand Pump - with hose - with blue carrying case | 1 | Adet | 0 | kg |  | Adet | 605 | EUR | 0 | TL
8680734720225 | HD-2185 | HD-2185 İKİ KADEMELİ AYAK POMPASI,HİDROLİK | Hydraulic Foot Pump - with hose - with blue carrying case | 1 | Adet | 0 | kg |  | Adet | 770 | EUR | 0 | TL
8680734730774 | HORTUM-2,0MT | 2,0 mt HİDROLİK HORTUM | 2,0 mt Hydraulic Hose | 1 | Adet | 0 | kg |  | Adet | 115 | EUR | 0 | TL
8680734720263 | HORTUM-3MT | 3 mt HİDROLİK HORTUM | 3 mt Hydraulic Hose | 1 | Adet | 0 | kg |  | Adet | 155 | EUR | 0 | TL
8680734720270 | HORTUM-6MT | 6 mt HİDROLİK HORTUM | 6 mt Hydraulic Hose | 1 | Adet | 0 | kg |  | Adet | 275 | EUR | 0 | TL
8680734730781 | HORTUM-10MT | 10 mt HİDROLİK HORTUM | 10 mt Hydraulic Hose | 1 | Adet | 0 | kg |  | Adet | 440 | EUR | 0 | TL
8680734720171 | CEKVALDISI | HİDROLİK DİŞİ ÇEK VALF - HORTUM ICIN | Hydraulic Female Coupler For Hose | 1 | Adet | 0 | kg |  | Adet | 160 | EUR | 0 | TL
8680734720188 | CEKVALFERKEK | HİDROLİK ERKEK ÇEK VALF - HORTUM ICIN | Hydraulic Male Coupler For Hose | 1 | Adet | 0 | kg |  | Adet | 90 | EUR | 0 | TL
8680734719267 | SCG-45 | SCG-45 45 mm HİDROLİK KABLO KESME MAKASI | Max. Ø 45,00 mm. Hand Hydraulic Cutter | 1 | Adet | 6 | kg |  | Adet | 1110 | EUR | 0 | TL
8680734719274 | SCG-65 | SCG-65 65 mm HİDROLİK KABLO KESME MAKASI | Max. Ø 65,00 mm. Hand Hydraulic Cutter | 1 | Adet | 6.5 | kg |  | Adet | 1255 | EUR | 0 | TL
8680734719281 | SCG-85 | SCG-85 85 mm HİROLİK KABLO KESME MAKASI | Max. Ø 85,00 mm. Hand Hydraulic Cutter | 1 | Adet | 6.75 | kg |  | Adet | 1385 | EUR | 0 | TL
8680734719311 | SXCG-45 | SXCG-45 45 mm HİDROLİK KABLO KESME BAŞLIĞI | Max. Ø 45,00 mm. Hydraulic Cutting Head | 1 | Adet | 4.6 | kg |  | Adet | 725 | EUR | 0 | TL
8680734719328 | SXCG-65 | SXCG-65 65 mm HİDROLİK KABLO KESME MAKASI | Max. Ø 65,00 mm. Hydraulic Cutter | 1 | Adet | 6.9 | kg |  | Adet | 785 | EUR | 0 | TL
8680734719335 | SXCG-85 | SXCG-85 85 mm HİDROLİK KABLO KESME MAKASI | Max. Ø 85,00 mm. Hydraulic Cutting Head | 1 | Adet | 7.8 | kg |  | Adet | 845 | EUR | 0 | TL
8680734719298 | SXCG-105 | SXCG-105 105 mm HİDROLİK KABLO KESME MAKASI | Max. Ø 105,00 mm. Hydraulic Cutting Head | 1 | Adet | 13.3 | kg |  | Adet | 1010 | EUR | 0 | TL
| LS6 | HİDROLİK PUNCH | Hydraulic Punch | 1 | Adet | 2.27 | kg |  | Adet | 3025 | EUR | 0 | TL
| AEP95 | Çekme Dingili | Pulling Axle | 1 | Adet | 0 | kg |  | Adet | 77 | EUR | 0 | TL
| DEP95 | Çekme Soketi | Pulling Socket | 1 | Adet | 0 | kg |  | Adet | 49.5 | EUR | 0 | TL
| ET22 | Tavan Çitası | Cross Bar | 1 | Adet | 0 | kg |  | Adet | 60.5 | EUR | 0 | TL
| HVEP72 | HİDROLİK PUNCH | Hydraulic Punch | 1 | Adet | 3.2 | kg |  | Adet | 3630 | EUR | 0 | TL
| ESEP70A | HİDROLİK PUNCH | Hydraulic Punch | 1 | Adet | 3.7 | kg |  | Adet | 6000 | EUR | 0 | TL
| PEP15 | 15.2 | 15.2 | 1 | Adet | 0 | kg |  | Adet | 88 | EUR | 0 | TL
| PEP16 | 16 | 16 | 1 | Adet | 0 | kg |  | Adet | 105 | EUR | 0 | TL
| PEP162 | 16.2 | 16.2 | 1 | Adet | 0 | kg |  | Adet | 165 | EUR | 0 | TL
| PEP165ISO | 16.5 | 16.5 | 1 | Adet | 0 | kg |  | Adet | 66 | EUR | 0 | TL
| PEP186 | 18.6 | 18.6 | 1 | Adet | 0 | kg |  | Adet | 88 | EUR | 0 | TL
| PEP19 | 19 | 19 | 1 | Adet | 0 | kg |  | Adet | 110 | EUR | 0 | TL
| PEP20 | 20 | 20 | 1 | Adet | 0 | kg |  | Adet | 116 | EUR | 0 | TL
| PEP204 | 20.4 | 20.4 | 1 | Adet | 0 | kg |  | Adet | 94 | EUR | 0 | TL
| PEP205ISO | 20.5 | 20.5 | 1 | Adet | 0 | kg |  | Adet | 72 | EUR | 0 | TL
| PEP225 | 22.5 | 22.5 | 1 | Adet | 0 | kg |  | Adet | 99 | EUR | 0 | TL
| PEP255ISO | 25.5 | 25.5 | 1 | Adet | 0 | kg |  | Adet | 72 | EUR | 0 | TL
| PEP283 | 28.3 | 28.3 | 1 | Adet | 0 | kg |  | Adet | 105 | EUR | 0 | TL
| PEP305 | 30.5 | 30.5 | 1 | Adet | 0 | kg |  | Adet | 105 | EUR | 0 | TL
| PEP32 | 32 | 32 | 1 | Adet | 0 | kg |  | Adet | 369 | EUR | 0 | TL
| PEP325ISO | 32.5 | 32.5 | 1 | Adet | 0 | kg |  | Adet | 88 | EUR | 0 | TL
| PEP33 | 33 | 33 | 1 | Adet | 0 | kg |  | Adet | 231 | EUR | 0 | TL
| PEP35 | 35 | 35 | 1 | Adet | 0 | kg |  | Adet | 292 | EUR | 0 | TL
| PEP37 | 37 | 37 | 1 | Adet | 0 | kg |  | Adet | 138 | EUR | 0 | TL
| PEP40 | 40 | 40 | 1 | Adet | 0 | kg |  | Adet | 369 | EUR | 0 | TL
| PEP405ISO | 40.5 | 40.5 | 1 | Adet | 0 | kg |  | Adet | 110 | EUR | 0 | TL
| PEP432 | 43.2 | 43.2 | 1 | Adet | 0 | kg |  | Adet | 231 | EUR | 0 | TL
| PEP44 | 44 | 44 | 1 | Adet | 0 | kg |  | Adet | 286 | EUR | 0 | TL
| PEP47 | 47 | 47 | 1 | Adet | 0 | kg |  | Adet | 182 | EUR | 0 | TL
| PEP48 | 48 | 48 | 1 | Adet | 0 | kg |  | Adet | 352 | EUR | 0 | TL
| PEP50 | 50 | 50 | 1 | Adet | 0 | kg |  | Adet | 281 | EUR | 0 | TL
| PEP505ISO | 50.5 | 50.5 | 1 | Adet | 0 | kg |  | Adet | 138 | EUR | 0 | TL
| PEP54 | 54 | 54 | 1 | Adet | 0 | kg |  | Adet | 209 | EUR | 0 | TL
| PEP55 | 55 | 55 | 1 | Adet | 0 | kg |  | Adet | 308 | EUR | 0 | TL
| PEP593 | 59.3 | 59.3 | 1 | Adet | 0 | kg |  | Adet | 220 | EUR | 0 | TL
| PEP635ISO | 63.5 | 63.5 | 1 | Adet | 0 | kg |  | Adet | 165 | EUR | 0 | TL
| PEP65 | 65 | 65 | 1 | Adet | 0 | kg |  | Adet | 435 | EUR | 0 | TL
| PEP66 | 66 | 66 | 1 | Adet | 0 | kg |  | Adet | 402 | EUR | 0 | TL
| PEP70 | 70 | 70 | 1 | Adet | 0 | kg |  | Adet | 319 | EUR | 0 | TL
| PEP75 | 75 | 75 | 1 | Adet | 0 | kg |  | Adet | 622 | EUR | 0 | TL
| PEP80 | 80 | 80 | 1 | Adet | 0 | kg |  | Adet | 418 | EUR | 0 | TL
| PEP82 | 82 | 82 | 1 | Adet | 0 | kg |  | Adet | 1403 | EUR | 0 | TL
| PEP86 | 86 | 86 | 1 | Adet | 0 | kg |  | Adet | 1001 | EUR | 0 | TL
| PEP90 | 90 | 90 | 1 | Adet | 0 | kg |  | Adet | 847 | EUR | 0 | TL
| PEP92 | 92 | 92 | 1 | Adet | 0 | kg |  | Adet | 935 | EUR | 0 | TL
| PEP100 | 100 | 100 | 1 | Adet | 0 | kg |  | Adet | 1320 | EUR | 0 | TL
| MEP15 | 15.2 | 15.2 | 1 | Adet | 0 | kg |  | Adet | 61 | EUR | 0 | TL
| MEP16 | 16 | 16 | 1 | Adet | 0 | kg |  | Adet | 72 | EUR | 0 | TL
| MEP162 | 16.2 | 16.2 | 1 | Adet | 0 | kg |  | Adet | 215 | EUR | 0 | TL
| MEP165ISO | 16.5 | 16.5 | 1 | Adet | 0 | kg |  | Adet | 50 | EUR | 0 | TL
| MEP186 | 18.6 | 18.6 | 1 | Adet | 0 | kg |  | Adet | 61 | EUR | 0 | TL
| MEP19 | 19 | 19 | 1 | Adet | 0 | kg |  | Adet | 72 | EUR | 0 | TL
| MEP20 | 20 | 20 | 1 | Adet | 0 | kg |  | Adet | 72 | EUR | 0 | TL
| MEP204 | 20.4 | 20.4 | 1 | Adet | 0 | kg |  | Adet | 61 | EUR | 0 | TL
| MEP205ISO | 20.5 | 20.5 | 1 | Adet | 0 | kg |  | Adet | 50 | EUR | 0 | TL
| MEP225 | 22.5 | 22.5 | 1 | Adet | 0 | kg |  | Adet | 66 | EUR | 0 | TL
| MEP255ISO | 25.5 | 25.5 | 1 | Adet | 0 | kg |  | Adet | 44 | EUR | 0 | TL
| MEP283 | 28.3 | 28.3 | 1 | Adet | 0 | kg |  | Adet | 72 | EUR | 0 | TL
| MEP305 | 30.5 | 30.5 | 1 | Adet | 0 | kg |  | Adet | 72 | EUR | 0 | TL
| MEP32 | 32 | 32 | 1 | Adet | 0 | kg |  | Adet | 242 | EUR | 0 | TL
| MEP325ISO | 32.5 | 32.5 | 1 | Adet | 0 | kg |  | Adet | 61 | EUR | 0 | TL
| MEP33 | 33 | 33 | 1 | Adet | 0 | kg |  | Adet | 171 | EUR | 0 | TL
| MEP35 | 35 | 35 | 1 | Adet | 0 | kg |  | Adet | 215 | EUR | 0 | TL
| MEP37 | 37 | 37 | 1 | Adet | 0 | kg |  | Adet | 94 | EUR | 0 | TL
| MEP40 | 40 | 40 | 1 | Adet | 0 | kg |  | Adet | 330 | EUR | 0 | TL
| MEP405ISO | 40.5 | 40.5 | 1 | Adet | 0 | kg |  | Adet | 72 | EUR | 0 | TL
| MEP432 | 43.2 | 43.2 | 1 | Adet | 0 | kg |  | Adet | 204 | EUR | 0 | TL
| MEP44 | 44 | 44 | 1 | Adet | 0 | kg |  | Adet | 264 | EUR | 0 | TL
| MEP47 | 47 | 47 | 1 | Adet | 0 | kg |  | Adet | 160 | EUR | 0 | TL
| MEP48 | 48 | 48 | 1 | Adet | 0 | kg |  | Adet | 248 | EUR | 0 | TL
| MEP50 | 50 | 50 | 1 | Adet | 0 | kg |  | Adet | 198 | EUR | 0 | TL
| MEP505ISO | 50.5 | 50.5 | 1 | Adet | 0 | kg |  | Adet | 127 | EUR | 0 | TL
| MEP54 | 54 | 54 | 1 | Adet | 0 | kg |  | Adet | 193 | EUR | 0 | TL
| MEP55 | 55 | 55 | 1 | Adet | 0 | kg |  | Adet | 264 | EUR | 0 | TL
| MEP593 | 59.3 | 59.3 | 1 | Adet | 0 | kg |  | Adet | 198 | EUR | 0 | TL
| MEP635ISO | 63.5 | 63.5 | 1 | Adet | 0 | kg |  | Adet | 149 | EUR | 0 | TL
| MEP65 | 65 | 65 | 1 | Adet | 0 | kg |  | Adet | 292 | EUR | 0 | TL
| MEP66 | 66 | 66 | 1 | Adet | 0 | kg |  | Adet | 358 | EUR | 0 | TL
| MEP70 | 70 | 70 | 1 | Adet | 0 | kg |  | Adet | 286 | EUR | 0 | TL
| MEP75 | 75 | 75 | 1 | Adet | 0 | kg |  | Adet | 435 | EUR | 0 | TL
| MEP80 | 80 | 80 | 1 | Adet | 0 | kg |  | Adet | 457 | EUR | 0 | TL
| MEP82 | 82 | 82 | 1 | Adet | 0 | kg |  | Adet | 974 | EUR | 0 | TL
| MEP86 | 86 | 86 | 1 | Adet | 0 | kg |  | Adet | 979 | EUR | 0 | TL
| MEP90 | 90 | 90 | 1 | Adet | 0 | kg |  | Adet | 770 | EUR | 0 | TL
| MEP92 | 92 | 92 | 1 | Adet | 0 | kg |  | Adet | 875 | EUR | 0 | TL
| MEP100 | 100 | 100 | 1 | Adet | 0 | kg |  | Adet | 1293 | EUR | 0 | TL
| CEP186 | 18.6 | 18.6 | 1 | Adet | 0 | kg |  | Adet | 33 | EUR | 0 | TL
| CEP19 | 19 | 19 | 1 | Adet | 0 | kg |  | Adet | 33 | EUR | 0 | TL
| CEP20 | 20 | 20 | 1 | Adet | 0 | kg |  | Adet | 33 | EUR | 0 | TL
| CEP204 | 20.4 | 20.4 | 1 | Adet | 0 | kg |  | Adet | 33 | EUR | 0 | TL
| CEP205ISO | 20.5 | 20.5 | 1 | Adet | 0 | kg |  | Adet | 28 | EUR | 0 | TL
| CEP225 | 22.5 | 22.5 | 1 | Adet | 0 | kg |  | Adet | 33 | EUR | 0 | TL
| CEP255ISO | 25.5 | 25.5 | 1 | Adet | 0 | kg |  | Adet | 33 | EUR | 0 | TL
| CEP283 | 28.3 | 28.3 | 1 | Adet | 0 | kg |  | Adet | 44 | EUR | 0 | TL
| CEP305 | 30.5 | 30.5 | 1 | Adet | 0 | kg |  | Adet | 39 | EUR | 0 | TL
| CEP32 | 32 | 32 | 1 | Adet | 0 | kg |  | Adet | 39 | EUR | 0 | TL
| CEP325ISO | 32.5 | 32.5 | 1 | Adet | 0 | kg |  | Adet | 33 | EUR | 0 | TL
| CEP33 | 33 | 33 | 1 | Adet | 0 | kg |  | Adet | 39 | EUR | 0 | TL
| CEP35 | 35 | 35 | 1 | Adet | 0 | kg |  | Adet | 55 | EUR | 0 | TL
| CEP37 | 37 | 37 | 1 | Adet | 0 | kg |  | Adet | 61 | EUR | 0 | TL
| CEP40 | 40 | 40 | 1 | Adet | 0 | kg |  | Adet | 55 | EUR | 0 | TL
| CEP405ISO | 40.5 | 40.5 | 1 | Adet | 0 | kg |  | Adet | 44 | EUR | 0 | TL
| CEP432 | 43.2 | 43.2 | 1 | Adet | 0 | kg |  | Adet | 61 | EUR | 0 | TL
| CEP44 | 44 | 44 | 1 | Adet | 0 | kg |  | Adet | 55 | EUR | 0 | TL
| CEP47 | 47 | 47 | 1 | Adet | 0 | kg |  | Adet | 88 | EUR | 0 | TL
| CEP48 | 48 | 48 | 1 | Adet | 0 | kg |  | Adet | 88 | EUR | 0 | TL
| CEP50 | 50 | 50 | 1 | Adet | 0 | kg |  | Adet | 88 | EUR | 0 | TL
| CEP505ISO | 50.5 | 50.5 | 1 | Adet | 0 | kg |  | Adet | 66 | EUR | 0 | TL
| CEP54 | 54 | 54 | 1 | Adet | 0 | kg |  | Adet | 88 | EUR | 0 | TL
| CEP55 | 55 | 55 | 1 | Adet | 0 | kg |  | Adet | 88 | EUR | 0 | TL
| CEP593 | 59.3 | 59.3 | 1 | Adet | 0 | kg |  | Adet | 116 | EUR | 0 | TL
| CEP635ISO | 63.5 | 63.5 | 1 | Adet | 0 | kg |  | Adet | 88 | EUR | 0 | TL
| CEP65 | 65 | 65 | 1 | Adet | 0 | kg |  | Adet | 116 | EUR | 0 | TL
| CEP66 | 66 | 66 | 1 | Adet | 0 | kg |  | Adet | 116 | EUR | 0 | TL
| CEP70 | 70 | 70 | 1 | Adet | 0 | kg |  | Adet | 116 | EUR | 0 | TL
| CEP75 | 75 | 75 | 1 | Adet | 0 | kg |  | Adet | 116 | EUR | 0 | TL
| CEP80 | 80 | 80 | 1 | Adet | 0 | kg |  | Adet | 116 | EUR | 0 | TL
| CEP82 | 82 | 82 | 1 | Adet | 0 | kg |  | Adet | 116 | EUR | 0 | TL
| CEP86 | 86 | 86 | 1 | Adet | 0 | kg |  | Adet | 116 | EUR | 0 | TL
| CEP90 | 90 | 90 | 1 | Adet | 0 | kg |  | Adet | 116 | EUR | 0 | TL
| CEP92 | 92 | 92 | 1 | Adet | 0 | kg |  | Adet | 116 | EUR | 0 | TL
| CEP100 | 100 | 100 | 1 | Adet | 0 | kg |  | Adet | 116 | EUR | 0 | TL
| AEP95 |  |  | 1 | Adet | 0 | kg |  | Adet | 77 | EUR | 0 | TL
| AEP190 |  |  | 1 | Adet | 0 | kg |  | Adet | 176 | EUR | 0 | TL
| DEP95 |  |  | 1 | Adet | 0 | kg |  | Adet | 49.5 | EUR | 0 | TL
| ET22 |  |  | 1 | Adet | 0 | kg |  | Adet | 60.5 | EUR | 0 | TL
| ET22 |  |  | 1 | Adet | 0 | kg |  | Adet | 60.5 | EUR | 0 | TL
| PEP165INOX | 16.5 | 16.5 | 1 | Adet | 0 | kg |  | Adet | 110 | EUR | 0 | TL
| PEP204INOX | 20.4 | 20.4 | 1 | Adet | 0 | kg |  | Adet | 72 | EUR | 0 | TL
| PEP205INOX | 20.5 | 20.5 | 1 | Adet |  | kg |  | Adet | 116 | EUR | 0 | TL
| PEP225INOX | 22.5 | 22.5 | 1 | Adet |  | kg |  | Adet | 83 | EUR | 0 | TL
| PEP255INOX | 25.5 | 25.5 | 1 | Adet |  | kg |  | Adet | 121 | EUR | 0 | TL
| PEP305INOX | 30.5 | 30.5 | 1 | Adet |  | kg |  | Adet | 94 | EUR | 0 | TL
| PEP325INOX | 32.5 | 32.5 | 1 | Adet |  | kg |  | Adet | 132 | EUR | 0 | TL
| PEP405INOX | 40.5 | 40.5 | 1 | Adet |  | kg |  | Adet | 204 | EUR | 0 | TL
| PEP505INOX | 50.5 | 50.5 | 1 | Adet |  | kg |  | Adet | 259 | EUR | 0 | TL
| PEP635INOX | 63.5 | 63.5 | 1 | Adet |  | kg |  | Adet | 330 | EUR | 0 | TL
| MEP165INOX |  |  | 1 | Adet |  | kg |  | Adet | 138 | EUR | 0 | TL
| MEP204INOX |  |  | 1 | Adet |  | kg |  | Adet | 83 | EUR | 0 | TL
| MEP205INOX |  |  | 1 | Adet |  | kg |  | Adet | 143 | EUR | 0 | TL
| MEP225INOX |  |  | 1 | Adet |  | kg |  | Adet | 94 | EUR | 0 | TL
| MEP255INOX |  |  | 1 | Adet |  | kg |  | Adet | 149 | EUR | 0 | TL
| MEP305INOX |  |  | 1 | Adet |  | kg |  | Adet | 105 | EUR | 0 | TL
| MEP325INOX |  |  | 1 | Adet |  | kg |  | Adet | 154 | EUR | 0 | TL
| MEP405INOX |  |  | 1 | Adet |  | kg |  | Adet | 237 | EUR | 0 | TL
| MEP505INOX |  |  | 1 | Adet |  | kg |  | Adet | 303 | EUR | 0 | TL
| MEP635INOX |  |  | 1 | Adet |  | kg |  | Adet | 391 | EUR | 0 | TL
| AEP95INOX | 9.5 | 9.5 | 1 | Adet |  | kg |  | Adet | 83 | EUR | 0 | TL
| AEP135INOX | 13.5 | 13.5 | 1 | Adet |  | kg |  | Adet | 105 | EUR | 0 | TL
| AEP135INOX | 13.5 | 13.5 | 1 | Adet |  | kg |  | Adet | 105 | EUR | 0 | TL
| AEP135INOX | 13.5 | 13.5 | 1 | Adet |  | kg |  | Adet | 105 | EUR | 0 | TL
| AEP135INOX | 13.5 | 13.5 | 1 | Adet |  | kg |  | Adet | 105 | EUR | 0 | TL
| AEP135INOX | 13.5 | 13.5 | 1 | Adet |  | kg |  | Adet | 105 | EUR | 0 | TL
| AEP190INOX | 19 | 19 | 1 | Adet |  | kg |  | Adet | 176 | EUR | 0 | TL
| AEP190INOX | 19 | 19 | 1 | Adet |  | kg |  | Adet | 176 | EUR | 0 | TL
| AEP190INOX | 19 | 19 | 1 | Adet |  | kg |  | Adet | 176 | EUR | 0 | TL
| AEP190INOX | 19 | 19 | 1 | Adet |  | kg |  | Adet | 176 | EUR | 0 | TL
| PEPC17 | 17 x 17 | 17 x 17 | 1 | Adet |  | kg |  | Adet | 869 | EUR | 0 | TL
| PEPC26 | 26 x 26 | 26 x 26 | 1 | Adet |  | kg |  | Adet | 946 | EUR | 0 | TL
| PEPC46 | 46 x 46 | 46 x 46 | 1 | Adet |  | kg |  | Adet | 1529 | EUR | 0 | TL
| PEPC51 | 51,5 x 51,5 | 51,5 x 51,5 | 1 | Adet |  | kg |  | Adet | 2321 | EUR | 0 | TL
| PEPC68 | 68 x 68 | 68 x 68 | 1 | Adet |  | kg |  | Adet | 1634 | EUR | 0 | TL
| PEPC72 | 72 x 72 | 72 x 72 | 1 | Adet |  | kg |  | Adet | 1887 | EUR | 0 | TL
| PEPC92 | 92 x 92 | 92 x 92 | 1 | Adet |  | kg |  | Adet | 1953 | EUR | 0 | TL
| MEPC17 | 17 x 17 | 17 x 17 | 1 | Adet |  | kg |  | Adet | 567 | EUR | 0 | TL
| MEPC26 | 26 x 26 | 26 x 26 | 1 | Adet |  | kg |  | Adet | 1089 | EUR | 0 | TL
| MEPC46 | 46 x 46 | 46 x 46 | 1 | Adet |  | kg |  | Adet | 1656 | EUR | 0 | TL
| MEPC51 | 51,5 x 51,5 | 51,5 x 51,5 | 1 | Adet |  | kg |  | Adet | 1452 | EUR | 0 | TL
| MEPC68 | 68 x 68 | 68 x 68 | 1 | Adet |  | kg |  | Adet | 2393 | EUR | 0 | TL
| MEPC72 | 72 x 72 | 72 x 72 | 1 | Adet |  | kg |  | Adet | 3702 | EUR | 0 | TL
| MEPC92 | 92 x 92 | 92 x 92 | 1 | Adet |  | kg |  | Adet | 3691 | EUR | 0 | TL
| AEPC66 |  |  | 1 | Adet |  | kg |  | Adet | 66 | EUR | 0 | TL
| AEPC50 |  |  | 1 | Adet |  | kg |  | Adet | 55 | EUR | 0 | TL
| AEPC41 |  |  | 1 | Adet |  | kg |  | Adet | 330 | EUR | 0 | TL
| AEPC41 |  |  | 1 | Adet |  | kg |  | Adet | 330 | EUR | 0 | TL
| AEPC41 |  |  | 1 | Adet |  | kg |  | Adet | 330 | EUR | 0 | TL
| AEPC41 |  |  | 1 | Adet |  | kg |  | Adet | 330 | EUR | 0 | TL
| AEPC41 |  |  | 1 | Adet |  | kg |  | Adet | 330 | EUR | 0 | TL
| EEPC70 |  |  | 1 | Adet |  | kg |  | Adet | 55 | EUR | 0 | TL
| EEPR42 |  |  | 1 | Adet |  | kg |  | Adet | 50 | EUR | 0 | TL
| EEPC43 |  |  | 1 | Adet |  | kg |  | Adet | 105 | EUR | 0 | TL
| EEPC43 |  |  | 1 | Adet |  | kg |  | Adet | 105 | EUR | 0 | TL
| EEPC43 |  |  | 1 | Adet |  | kg |  | Adet | 105 | EUR | 0 | TL
| EEPC43 |  |  | 1 | Adet |  | kg |  | Adet | 105 | EUR | 0 | TL
| EEPC43 |  |  | 1 | Adet |  | kg |  | Adet | 105 | EUR | 0 | TL
| PEPR2127 | 21 x 27 | 21 x 27 | 1 | Adet |  | kg |  | Adet | 1128 | EUR | 0 | TL
| PEPR33 | 22 x 33 | 22 x 33 | 1 | Adet |  | kg |  | Adet | 1298 | EUR | 0 | TL
| PEPR42 | 22 x 42 | 22 x 42 | 1 | Adet |  | kg |  | Adet | 1095 | EUR | 0 | TL
| PEPR50 | 25 x 50 | 25 x 50 | 1 | Adet |  | kg |  | Adet | 1815 | EUR | 0 | TL
| PEPR27 | 26 x 27 | 26 x 27 | 1 | Adet |  | kg |  | Adet | 638 | EUR | 0 | TL
| PEPR2733 | 27 x 33 | 27 x 33 | 1 | Adet |  | kg |  | Adet | 1161 | EUR | 0 | TL
| PEPR30550 | 30,5 x 50 | 30,5 x 50 | 1 | Adet |  | kg |  | Adet | 1815 | EUR | 0 | TL
| PEPR46 | 42 x 46 | 42 x 46 | 1 | Adet |  | kg |  | Adet | 1887 | EUR | 0 | TL
| PEPR92 | 44 x 92 | 44 x 92 | 1 | Adet |  | kg |  | Adet | 1507 | EUR | 0 | TL
| MEPR2127 | 21 x 27 | 21 x 27 | 1 | Adet |  | kg |  | Adet | 1128 | EUR | 0 | TL
| MEPR33 | 22 x 33 | 22 x 33 | 1 | Adet |  | kg |  | Adet | 1298 | EUR | 0 | TL
| MEPR42 | 22 x 42 | 22 x 42 | 1 | Adet |  | kg |  | Adet | 891 | EUR | 0 | TL
| MEPR50 | 25 x 50 | 25 x 50 | 1 | Adet |  | kg |  | Adet | 1815 | EUR | 0 | TL
| MEPR27 | 26 x 27 | 26 x 27 | 1 | Adet |  | kg |  | Adet | 1161 | EUR | 0 | TL
| MEPR2733 | 27 x 33 | 27 x 33 | 1 | Adet |  | kg |  | Adet | 979 | EUR | 0 | TL
| MEPR30550 | 30,5 x 50 | 30,5 x 50 | 1 | Adet |  | kg |  | Adet | 1815 | EUR | 0 | TL
| MEPR46 | 42 x 46 | 42 x 46 | 1 | Adet |  | kg |  | Adet | 1887 | EUR | 0 | TL
| MEPR92 | 44 x 92 | 44 x 92 | 1 | Adet |  | kg |  | Adet | 3009 | EUR | 0 | TL
| AEPR40 |  |  | 1 | Adet |  | kg |  | Adet | 204 | EUR | 0 | TL
| AEPR50 |  |  | 1 | Adet |  | kg |  | Adet | 61 | EUR | 0 | TL
| AEPR50 |  |  | 1 | Adet |  | kg |  | Adet | 61 | EUR | 0 | TL
| AEPR50 |  |  | 1 | Adet |  | kg |  | Adet | 61 | EUR | 0 | TL
| AEPR40 |  |  | 1 | Adet |  | kg |  | Adet | 204 | EUR | 0 | TL
| AEPR50 |  |  | 1 | Adet |  | kg |  | Adet | 61 | EUR | 0 | TL
| AEPR50 |  |  | 1 | Adet |  | kg |  | Adet | 61 | EUR | 0 | TL
| AEPR41 |  |  | 1 | Adet |  | kg |  | Adet | 303 | EUR | 0 | TL
| AEPR41 |  |  | 1 | Adet |  | kg |  | Adet | 303 | EUR | 0 | TL
| EEPR42 |  |  | 1 | Adet |  | kg |  | Adet | 50 | EUR | 0 | TL
| EEPR42 |  |  | 1 | Adet |  | kg |  | Adet | 50 | EUR | 0 | TL
| EEPR42 |  |  | 1 | Adet |  | kg |  | Adet | 50 | EUR | 0 | TL
| EEPR42 |  |  | 1 | Adet |  | kg |  | Adet | 50 | EUR | 0 | TL
| EEPR42 |  |  | 1 | Adet |  | kg |  | Adet | 50 | EUR | 0 | TL
| EEPR42 |  |  | 1 | Adet |  | kg |  | Adet | 50 | EUR | 0 | TL
| EEPR42 |  |  | 1 | Adet |  | kg |  | Adet | 50 | EUR | 0 | TL
| EEPR43 |  |  | 1 | Adet |  | kg |  | Adet | 94 | EUR | 0 | TL
| EEPR43 |  |  | 1 | Adet |  | kg |  | Adet | 94 | EUR | 0 | TL
8680734746607 | EID51 | 6 - 150 mm² HİDROLİK PABUÇ SIKMA PENSESİ | 6 - 150 mm² Hydraulic Crimping Tool | 1 | Adet | 2.38 | kg |  | Adet | 4000 | EUR | 0 | TL
8680734746553 | ESD50 | 6 - 150mm2 HİDROLİK PABUÇ SIKMA PENSESİ | 6 - 150mm² Hydraulic Crimping Tool | 1 | Adet | 4 | kg |  | Adet | 4750 | EUR | 0 | TL
8680734746560 | ESDC60 | 10 - 300 mm² HİDROLİK PABUÇ SIKMA PENSESİ | 10- 300 mm² Hydraulic Crimping Tool | 1 | Adet | 4.5 | kg |  | Adet | 4500 | EUR | 0 | TL
8680734747093 | ESC125 | 16 - 400mm² HİDROLİK PABUÇ SIKMA PENSESİ | 16 - 400mm² Hydraulic Crimping Tool | 1 | Adet | 6.8 | kg |  | Adet | 5150 | EUR | 0 | TL
8680734746584 | EMK95-120 | 80kN HİDROLİK KABLO KESME PENSESİ | 80kN Hydraulic Cable Cutting Tool | 1 | Adet | 7.3 | kg |  | Adet | 5245 | EUR | 0 | TL
8680734746577 | EA50-600KCM | 60kN HİDROLİK KABLO KESME PENSESİ | 60kN Hydraulic Cable Cuuter Tools | 1 | Adet | 6.2 | kg |  | Adet | 5050 | EUR | 0 | TL
8680734747161 | BL1815I | 18V, 1,5 Ah ŞARJ EDİLEBİLİR BATARYA | 18V, 1,5 Ah Li-Ion Batteries | 1 | Adet | 0.415 | kg |  | Adet | 430 | EUR | 0 | TL
8680734747130 | BL1840 | 18V, 4,0 Ah ŞARJ EDİLEBİLİR BATARYA | 18V, 4,0 Ah Li-Ion Batteries | 1 | Adet | 0.64 | kg |  | Adet | 450 | EUR | 0 | TL
8680734747154 | BC1430X | 14,4V, 3,0 Ah ŞARJ EDİLEBİLİR BATARYA | 14,4V, 3,0 Ah Li-Ion Batteries | 1 | Adet | 0.57 | kg |  | Adet | 565 | EUR | 0 | TL
8680734747123 | CLM1890HC | 220/240V AC Standart Şarj Cihazı | 220/240V AC Standard Fast Charger | 1 | Adet | 0 | kg |  | Adet | 355 | EUR | 0 | TL
8680734747116 | CL1430HC | 220 AC Standart Şarj Cihazı | 220 AC Standard Fast Charger | 1 | Adet | 0 | kg |  | Adet | 495 | EUR | 0 | TL
8680734747109 | CH1830HC | 220/240V (50/60Hz) Standart Şarj Cihazı | 220/240V (50/60Hz) Standard Fast Charger | 1 | Adet | 0 | kg |  | Adet | 825 | EUR | 0 | TL
8680734719052 | SFK60ST010 | ŞAFAK YUVARLAK 60 kN ÇENE TAKIMI (STD TİP) 10mm2 | 60 kN DIE SET (STANDARD TYPE) 10 mm2 | 1 | Adet | 0 | kg |  | Adet | 23.5 | EUR | 0 | TL
8680734719076 | SFK60ST016 | ŞAFAK YUVARLAK 60 kN ÇENE TAKIMI (STD TİP) 16mm2 | 60 kN DIE SET (STANDARD TYPE) 16 mm2 | 1 | Adet | 0 | kg |  | Adet | 23.5 | EUR | 0 | TL
8680734719106 | SFK60ST025 | ŞAFAK YUVARLAK 60 kN ÇENE TAKIMI (STD TİP) 25mm2 | 60 kN DIE SET (STANDARD TYPE) 25 mm2 | 1 | Adet | 0 | kg |  | Adet | 23.5 | EUR | 0 | TL
8680734719120 | SFK60ST035 | ŞAFAK YUVARLAK 60 kN ÇENE TAKIMI (STD TİP) 35mm2 | 60 kN DIE SET (STANDARD TYPE) 35 mm2 | 1 | Adet | 0 | kg |  | Adet | 23.5 | EUR | 0 | TL
8680734719144 | SFK60ST050 | ŞAFAK YUVARLAK 60 kN ÇENE TAKIMI (STD TİP) 50mm2 | 60 kN DIE SET (STANDARD TYPE) 50 mm2 | 1 | Adet | 0 | kg |  | Adet | 23.5 | EUR | 0 | TL
8680734719168 | SFK60ST070 | ŞAFAK YUVARLAK 60 kN ÇENE TAKIMI (STD TİP) 70mm2 | 60 kN DIE SET (STANDARD TYPE) 70 mm2 | 1 | Adet | 0 | kg |  | Adet | 23.5 | EUR | 0 | TL
8680734719175 | SFK60ST095 | ŞAFAK YUVARLAK 60 kN ÇENE TAKIMI (STD TİP) 95mm2 | 60 kN DIE SET (STANDARD TYPE) 95 mm2 | 1 | Adet | 0 | kg |  | Adet | 23.5 | EUR | 0 | TL
8680734719182 | SFK60ST120 | ŞAFAK YUVARLAK 60 kN ÇENE TAKIMI (STD TİP) 120mm2 | 60 kN DIE SET (STANDARD TYPE) 120 mm2 | 1 | Adet | 0 | kg |  | Adet | 23.5 | EUR | 0 | TL
8680734719199 | SFK60ST150 | ŞAFAK YUVARLAK 60 kN ÇENE TAKIMI (STD TİP) 150mm2 | 60 kN DIE SET (STANDARD TYPE) 150 mm2 | 1 | Adet | 0 | kg |  | Adet | 23.5 | EUR | 0 | TL
8680734719205 | SFK60ST185 | ŞAFAK YUVARLAK 60 kN ÇENE TAKIMI (STD TİP) 185mm2 | 60 kN DIE SET (STANDARD TYPE) 185 mm2 | 1 | Adet | 0 | kg |  | Adet | 23.5 | EUR | 0 | TL
8680734719212 | SFK60ST240 | ŞAFAK YUVARLAK 60 kN ÇENE TAKIMI (STD TİP) 240mm2 | 60 kN DIE SET (STANDARD TYPE) 240 mm2 | 1 | Adet | 0 | kg |  | Adet | 23.5 | EUR | 0 | TL
8680734719229 | SFK60ST300 | ŞAFAK YUVARLAK 60 kN ÇENE TAKIMI (STD TİP) 300mm2 | 60 kN DIE SET (STANDARD TYPE) 300 mm2 | 1 | Adet | 0 | kg |  | Adet | 23.5 | EUR | 0 | TL
8680734719069 | SFK60ST010185 | ŞAFAK KARE 60 kN ÇENE TAKIMI (STD TİP) 10-185mm2 | 60 kN DIE SET (STANDARD TYPE) 10-185 mm2 | 1 | Adet | 0 | kg |  | Adet | 23.5 | EUR | 0 | TL
8680734719083 | SFK60ST016150 | ŞAFAK KARE 60 kN ÇENE TAKIMI (STD TİP) 16-150mm2 | 60 kN DIE SET (STANDARD TYPE) 16-150 mm2 | 1 | Adet | 0 | kg |  | Adet | 23.5 | EUR | 0 | TL
8680734719113 | SFK60ST025120 | ŞAFAK KARE 60 kN ÇENE TAKIMI (STD TİP) 25-120mm2 | 60 kN DIE SET (STANDARD TYPE) 25-120 mm2 | 1 | Adet | 0 | kg |  | Adet | 23.5 | EUR | 0 | TL
8680734719113 | SFK60ST03595 | ŞAFAK KARE 60 kN ÇENE TAKIMI (STD TİP) 35-95mm2 | 60 kN DIE SET (STANDARD TYPE) 35-95 mm2 | 1 | Adet | 0 | kg |  | Adet | 23.5 | EUR | 0 | TL
8680734719151 | SFK60ST05070 | ŞAFAK KARE 60 kN ÇENE TAKIMI (STD TİP) 50-70mm2 | 60 kN DIE SET (STANDARD TYPE) 50-70 mm2 | 1 | Adet | 0 | kg |  | Adet | 23.5 | EUR | 0 | TL
8680734719212 | SFK60ST240 | ŞAFAK KARE 60 kN ÇENE TAKIMI (STD TİP) 240mm2 | 60 kN DIE SET (STANDARD TYPE) 240 mm2 | 1 | Adet | 0 | kg |  | Adet | 23.5 | EUR | 0 | TL
8680734718949 | SFK60SE010 | ŞAFAK YUVARLAK 60 kN ÇENE TAKIMI (EURO TİP) 10mm2 | 60 kN DIE SET (SE TYPE) 10 mm² | 1 | Adet | 0 | kg |  | Adet | 23.5 | EUR | 0 | TL
8680734718956 | SFK60SE016 | ŞAFAK YUVARLAK 60 kN ÇENE TAKIMI (EURO TİP) 16mm2 | 60 kN DIE SET (SE TYPE) 16 mm² | 1 | Adet | 0 | kg |  | Adet | 23.5 | EUR | 0 | TL
8680734718963 | SFK60SE025 | ŞAFAK YUVARLAK 60 kN ÇENE TAKIMI (EURO TİP) 25mm2 | 60 kN DIE SET (SE TYPE) 25 mm² | 1 | Adet | 0 | kg |  | Adet | 23.5 | EUR | 0 | TL
8680734718970 | SFK60SE035 | ŞAFAK YUVARLAK 60 kN ÇENE TAKIMI (EURO TİP) 35mm2 | 60 kN DIE SET (SE TYPE) 35 mm² | 1 | Adet | 0 | kg |  | Adet | 23.5 | EUR | 0 | TL
8680734718987 | SFK60SE050 | ŞAFAK YUVARLAK 60 kN ÇENE TAKIMI (EURO TİP) 50mm2 | 60 kN DIE SET (SE TYPE) 50 mm² | 1 | Adet | 0 | kg |  | Adet | 23.5 | EUR | 0 | TL
8680734718994 | SFK60SE070 | ŞAFAK YUVARLAK 60 kN ÇENE TAKIMI (EURO TİP) 70mm2 | 60 kN DIE SET (SE TYPE) 70 mm² | 1 | Adet | 0 | kg |  | Adet | 23.5 | EUR | 0 | TL
8680734719007 | SFK60SE095 | ŞAFAK YUVARLAK 60 kN ÇENE TAKIMI (EURO TİP) 95mm2 | 60 kN DIE SET (SE TYPE) 95 mm² | 1 | Adet | 0 | kg |  | Adet | 23.5 | EUR | 0 | TL
8680734719014 | SFK60SE120 | ŞAFAK YUVARLAK 60 kN ÇENE TAKIMI (EURO TİP) 120mm2 | 60 kN DIE SET (SE TYPE) 120 mm² | 1 | Adet | 0 | kg |  | Adet | 23.5 | EUR | 0 | TL
8680734719021 | SFK60SE150 | ŞAFAK YUVARLAK 60 kN ÇENE TAKIMI (EURO TİP) 150mm2 | 60 kN DIE SET (SE TYPE) 150 mm² | 1 | Adet | 0 | kg |  | Adet | 23.5 | EUR | 0 | TL
8680734719038 | SFK60SE185 | ŞAFAK YUVARLAK 60 kN ÇENE TAKIMI (EURO TİP) 185mm2 | 60 kN DIE SET (SE TYPE) 185 mm² | 1 | Adet | 0 | kg |  | Adet | 23.5 | EUR | 0 | TL
8680734719045 | SFK60SE240 | ŞAFAK YUVARLAK 60 kN ÇENE TAKIMI (EURO TİP) 240mm2 | 60 kN DIE SET (SE TYPE) 240 mm² | 1 | Adet | 0 | kg |  | Adet | 23.5 | EUR | 0 | TL
8680734718680 | SFK60D010 | ŞAFAK YUVARLAK 60 kN ÇENE TAKIMI (DIN NORM) 10mm2 | 60 kN DIE SET (DIN NORM) 10 mm² | 1 | Adet | 0 | kg |  | Adet | 23.5 | EUR | 0 | TL
8680734718703 | SFK60D016 | ŞAFAK YUVARLAK 60 kN ÇENE TAKIMI (DIN NORM) 16mm2 | 60 kN DIE SET (DIN NORM) 16 mm² | 1 | Adet | 0 | kg |  | Adet | 23.5 | EUR | 0 | TL
8680734718734 | SFK60D025 | ŞAFAK YUVARLAK 60 kN ÇENE TAKIMI (DIN NORM) 25mm2 | 60 kN DIE SET (DIN NORM) 25 mm² | 1 | Adet | 0 | kg |  | Adet | 23.5 | EUR | 0 | TL
8680734718758 | SFK60D035 | ŞAFAK YUVARLAK 60 kN ÇENE TAKIMI (DIN NORM) 35mm2 | 60 kN DIE SET (DIN NORM) 35 mm² | 1 | Adet | 0 | kg |  | Adet | 23.5 | EUR | 0 | TL
8680734718772 | SFK60D050 | ŞAFAK YUVARLAK 60 kN ÇENE TAKIMI (DIN NORM) 50mm2 | 60 kN DIE SET (DIN NORM) 50 mm² | 1 | Adet | 0 | kg |  | Adet | 23.5 | EUR | 0 | TL
8680734718796 | SFK60D070 | ŞAFAK YUVARLAK 60 kN ÇENE TAKIMI (DIN NORM) 70mm2 | 60 kN DIE SET (DIN NORM) 70 mm² | 1 | Adet | 0 | kg |  | Adet | 23.5 | EUR | 0 | TL
8680734718802 | SFK60D095 | ŞAFAK YUVARLAK 60 kN ÇENE TAKIMI (DIN NORM) 95mm2 | 60 kN DIE SET (DIN NORM) 95 mm² | 1 | Adet | 0 | kg |  | Adet | 23.5 | EUR | 0 | TL
8680734718819 | SFK60D120 | ŞAFAK YUVARLAK 60 kN ÇENE TAKIMI (DIN NORM) 120mm2 | 60 kN DIE SET (DIN NORM) 120 mm² | 1 | Adet | 0 | kg |  | Adet | 23.5 | EUR | 0 | TL
8680734718826 | SFK60D150 | ŞAFAK YUVARLAK 60 kN ÇENE TAKIMI (DIN NORM) 150mm2 | 60 kN DIE SET (DIN NORM) 150 mm² | 1 | Adet | 0 | kg |  | Adet | 23.5 | EUR | 0 | TL
8680734718833 | SFK60D185 | ŞAFAK YUVARLAK 60 kN ÇENE TAKIMI (DIN NORM) 185mm2 | 60 kN DIE SET (DIN NORM) 185 mm² | 1 | Adet | 0 | kg |  | Adet | 23.5 | EUR | 0 | TL
8680734718840 | SFK60D240 | ŞAFAK YUVARLAK 60 kN ÇENE TAKIMI (DIN NORM) 240mm2 | 60 kN DIE SET (DIN NORM) 240 mm² | 1 | Adet | 0 | kg |  | Adet | 23.5 | EUR | 0 | TL
8680734718857 | SFK60D300 | ŞAFAK YUVARLAK 60 kN ÇENE TAKIMI (DIN NORM) 300mm2 | 60 kN DIE SET (DIN NORM) 300 mm² | 1 | Adet | 0 | kg |  | Adet | 23.5 | EUR | 0 | TL
8680734718697 | SFK60D010185 | ŞAFAK KARE 60 kN ÇENE TAKIMI (DIN NORM) 10-185mm2 | 60 kN DIE SET (DIN NORM) 10-185 mm² | 1 | Adet | 0 | kg |  | Adet | 23.5 | EUR | 0 | TL
8680734718710 | SFK60D016150 | ŞAFAK KARE 60 kN ÇENE TAKIMI (DIN NORM) 16-150mm2 | 60 kN DIE SET (DIN NORM) 16-150 mm² | 1 | Adet | 0 | kg |  | Adet | 23.5 | EUR | 0 | TL
8680734718741 | SFK60D025120 | ŞAFAK KARE 60 kN ÇENE TAKIMI (DIN NORM) 25-120mm2 | 60 kN DIE SET (DIN NORM) 25-120 mm² | 1 | Adet | 0 | kg |  | Adet | 23.5 | EUR | 0 | TL
8680734718765 | SFK60D03595 | ŞAFAK KARE 60 kN ÇENE TAKIMI (DIN NORM) 35-95mm2 | 60 kN DIE SET (DIN NORM) 35-95 mm² | 1 | Adet | 0 | kg |  | Adet | 23.5 | EUR | 0 | TL
8680734718789 | SFK60D05070 | ŞAFAK KARE 60 kN ÇENE TAKIMI (DIN NORM) 50-70mm2 | 60 kN DIE SET (DIN NORM) 50-70 mm² | 1 | Adet | 0 | kg |  | Adet | 23.5 | EUR | 0 | TL
8680734718840 | SFK60D240 | ŞAFAK KARE 60 kN ÇENE TAKIMI (DIN NORM) 240mm2 | 60 kN DIE SET (DIN NORM) 240 mm² | 1 | Adet | 0 | kg |  | Adet | 23.5 | EUR | 0 | TL
8680734718864 | SFK60N010 | ŞAFAK YUVARLAK 60 kN ÇENE TAKIMI (NOKTA) 10mm2 | 60 kN DIE SET (N) 10 mm2 | 1 | Adet | 0 | kg |  | Adet | 23.5 | EUR | 0 | TL
8680734718871 | SFK60N016 | ŞAFAK YUVARLAK 60 kN ÇENE TAKIMI (NOKTA) 16mm2 | 60 kN DIE SET (N) 16 mm2 | 1 | Adet | 0 | kg |  | Adet | 23.5 | EUR | 0 | TL
8680734718888 | SFK60N025 | ŞAFAK YUVARLAK 60 kN ÇENE TAKIMI (NOKTA) 25mm2 | 60 kN DIE SET (N) 25 mm2 | 1 | Adet | 0 | kg |  | Adet | 23.5 | EUR | 0 | TL
8680734718895 | SFK60N035 | ŞAFAK YUVARLAK 60 kN ÇENE TAKIMI (NOKTA) 35mm2 | 60 kN DIE SET (N) 35 mm2 | 1 | Adet | 0 | kg |  | Adet | 23.5 | EUR | 0 | TL
8680734718901 | SFK60N050 | ŞAFAK YUVARLAK 60 kN ÇENE TAKIMI (NOKTA) 50mm2 | 60 kN DIE SET (N) 50 mm2 | 1 | Adet | 0 | kg |  | Adet | 23.5 | EUR | 0 | TL
8680734718918 | SFK60N070 | ŞAFAK YUVARLAK 60 kN ÇENE TAKIMI (NOKTA) 70mm2 | 60 kN DIE SET (N) 70 mm2 | 1 | Adet | 0 | kg |  | Adet | 23.5 | EUR | 0 | TL
8680734718925 | SFK60N095 | ŞAFAK YUVARLAK 60 kN ÇENE TAKIMI (NOKTA) 95mm2 | 60 kN DIE SET (N) 95 mm2 | 1 | Adet | 0 | kg |  | Adet | 23.5 | EUR | 0 | TL
8680734718932 | SFK60N120 | ŞAFAK YUVARLAK 60 kN ÇENE TAKIMI (NOKTA) 120mm2 | 60 kN DIE SET (N) 120 mm2 | 1 | Adet | 0 | kg |  | Adet | 23.5 | EUR | 0 | TL
8680734733577 | SFK60N150 | ŞAFAK YUVARLAK 60 kN ÇENE TAKIMI (NOKTA) 150mm2 | 60 kN DIE SET (N) 150 mm2 | 1 | Adet | 0 | kg |  | Adet | 23.5 | EUR | 0 | TL
8680734733751 | SFK60N185 | ŞAFAK YUVARLAK 60 kN ÇENE TAKIMI (NOKTA) 185mm2 | 60 kN DIE SET (N) 185 mm2 | 1 | Adet | 0 | kg |  | Adet | 23.5 | EUR | 0 | TL
8680734718550 | SFK130ST010 | ŞAFAK YUVARLAK 130 kN ÇENE TAKIMI (STD TİP) 10mm2 | 130 kN DIE SET (ST TYPE) 10mm2 | 1 | Adet | 0 | kg |  | Adet | 34.5 | EUR | 0 | TL
8680734718567 | SFK130ST016 | ŞAFAK YUVARLAK 130 kN ÇENE TAKIMI (STD TİP) 16mm2 | 130 kN DIE SET (ST TYPE) 16mm2 | 1 | Adet | 0 | kg |  | Adet | 34.5 | EUR | 0 | TL
8680734718574 | SFK130ST025 | ŞAFAK YUVARLAK 130 kN ÇENE TAKIMI (STD TİP) 25mm2 | 130 kN DIE SET (ST TYPE) 25mm2 | 1 | Adet | 0 | kg |  | Adet | 34.5 | EUR | 0 | TL
8680734718581 | SFK130ST035 | ŞAFAK YUVARLAK 130 kN ÇENE TAKIMI (STD TİP) 35mm2 | 130 kN DIE SET (ST TYPE) 35mm2 | 1 | Adet | 0 | kg |  | Adet | 34.5 | EUR | 0 | TL
8680734718598 | SFK130ST050 | ŞAFAK YUVARLAK 130 kN ÇENE TAKIMI (STD TİP) 50mm2 | 130 kN DIE SET (ST TYPE) 50mm2 | 1 | Adet | 0 | kg |  | Adet | 34.5 | EUR | 0 | TL
8680734718604 | SFK130ST070 | ŞAFAK YUVARLAK 130 kN ÇENE TAKIMI (STD TİP) 70mm2 | 130 kN DIE SET (ST TYPE) 70mm2 | 1 | Adet | 0 | kg |  | Adet | 34.5 | EUR | 0 | TL
8680734718611 | SFK130ST095 | ŞAFAK YUVARLAK 130 kN ÇENE TAKIMI (STD TİP) 95mm2 | 130 kN DIE SET (ST TYPE) 95mm2 | 1 | Adet | 0 | kg |  | Adet | 34.5 | EUR | 0 | TL
8680734718628 | SFK130ST120 | ŞAFAK YUVARLAK 130 kN ÇENE TAKIMI (STD TİP) 120mm2 | 130 kN DIE SET (ST TYPE) 120mm2 | 1 | Adet | 0 | kg |  | Adet | 34.5 | EUR | 0 | TL
8680734718635 | SFK130ST150 | ŞAFAK YUVARLAK 130 kN ÇENE TAKIMI (STD TİP) 150mm2 | 130 kN DIE SET (ST TYPE) 150mm2 | 1 | Adet | 0 | kg |  | Adet | 34.5 | EUR | 0 | TL
8680734718642 | SFK130ST185 | ŞAFAK YUVARLAK 130 kN ÇENE TAKIMI (STD TİP) 185mm2 | 130 kN DIE SET (ST TYPE) 185mm2 | 1 | Adet | 0 | kg |  | Adet | 34.5 | EUR | 0 | TL
8680734718659 | SFK130ST240 | ŞAFAK YUVARLAK 130 kN ÇENE TAKIMI (STD TİP) 240mm2 | 130 kN DIE SET (ST TYPE) 240mm2 | 1 | Adet | 0 | kg |  | Adet | 34.5 | EUR | 0 | TL
8680734718666 | SFK130ST300 | ŞAFAK YUVARLAK 130 kN ÇENE TAKIMI (STD TİP) 300mm2 | 130 kN DIE SET (ST TYPE) 300mm2 | 1 | Adet | 0 | kg |  | Adet | 34.5 | EUR | 0 | TL
8680734718673 | SFK130ST400 | ŞAFAK YUVARLAK 130 kN ÇENE TAKIMI (STD TİP) 400mm2 | 130 kN DIE SET (ST TYPE) 400mm2 | 1 | Adet | 0 | kg |  | Adet | 34.5 | EUR | 0 | TL
8680734718444 | SFK130SE010 | ŞAFAK YUVARLAK 130 kN ÇENE TAKIMI (EURO TİP) 10mm2 | 130 kN DIE SET (EURO TYPE) 10 mm2 | 1 | Adet | 0 | kg |  | Adet | 34.5 | EUR | 0 | TL
8680734718451 | SFK130SE016 | ŞAFAK YUVARLAK 130 kN ÇENE TAKIMI (EURO TİP) 16mm2 | 130 kN DIE SET (EURO TYPE) 16 mm2 | 1 | Adet | 0 | kg |  | Adet | 34.5 | EUR | 0 | TL
8680734718468 | SFK130SE025 | ŞAFAK YUVARLAK 130 kN ÇENE TAKIMI (EURO TİP) 25mm2 | 130 kN DIE SET (EURO TYPE) 25 mm2 | 1 | Adet | 0 | kg |  | Adet | 34.5 | EUR | 0 | TL
8680734718475 | SFK130SE035 | ŞAFAK YUVARLAK 130 kN ÇENE TAKIMI (EURO TİP) 35mm2 | 130 kN DIE SET (EURO TYPE) 35 mm2 | 1 | Adet | 0 | kg |  | Adet | 34.5 | EUR | 0 | TL
8680734718482 | SFK130SE050 | ŞAFAK YUVARLAK 130 kN ÇENE TAKIMI (EURO TİP) 50mm2 | 130 kN DIE SET (EURO TYPE) 50 mm2 | 1 | Adet | 0 | kg |  | Adet | 34.5 | EUR | 0 | TL
8680734718499 | SFK130SE070 | ŞAFAK YUVARLAK 130 kN ÇENE TAKIMI (EURO TİP) 70mm2 | 130 kN DIE SET (EURO TYPE) 70 mm2 | 1 | Adet | 0 | kg |  | Adet | 34.5 | EUR | 0 | TL
8680734718505 | SFK130SE095 | ŞAFAK YUVARLAK 130 kN ÇENE TAKIMI (EURO TİP) 95mm2 | 130 kN DIE SET (EURO TYPE) 95 mm2 | 1 | Adet | 0 | kg |  | Adet | 34.5 | EUR | 0 | TL
8680734718512 | SFK130SE120 | ŞAFAK YUVARLAK 130 kN ÇENE TAKIMI (EURO TİP) 120mm2 | 130 kN DIE SET (EURO TYPE) 120 mm2 | 1 | Adet | 0 | kg |  | Adet | 34.5 | EUR | 0 | TL
8680734718529 | SFK130SE150 | ŞAFAK YUVARLAK 130 kN ÇENE TAKIMI (EURO TİP) 150mm2 | 130 kN DIE SET (EURO TYPE) 150 mm2 | 1 | Adet | 0 | kg |  | Adet | 34.5 | EUR | 0 | TL
8680734718536 | SFK130SE185 | ŞAFAK YUVARLAK 130 kN ÇENE TAKIMI (EURO TİP) 185mm2 | 130 kN DIE SET (EURO TYPE) 185 mm2 | 1 | Adet | 0 | kg |  | Adet | 34.5 | EUR | 0 | TL
8680734718543 | SFK130SE240 | ŞAFAK YUVARLAK 130 kN ÇENE TAKIMI (EURO TİP) 240mm2 | 130 kN DIE SET (EURO TYPE) 240 mm2 | 1 | Adet | 0 | kg |  | Adet | 34.5 | EUR | 0 | TL
8680734718154 | SFK130D010 | ŞAFAK YUVARLAK 130 kN ÇENE TAKIMI (DIN NORM) 10mm2 | DIE SET for SHK-25 (DIN NORM) 10 mm² | 1 | Adet | 0 | kg |  | Adet | 34.5 | EUR | 0 | TL
8680734718161 | SFK130D016 | ŞAFAK YUVARLAK 130 kN ÇENE TAKIMI (DIN NORM) 16mm2 | DIE SET for SHK-25 (DIN NORM) 16 mm² | 1 | Adet | 0 | kg |  | Adet | 34.5 | EUR | 0 | TL
8680734718178 | SFK130D025 | ŞAFAK YUVARLAK 130 kN ÇENE TAKIMI (DIN NORM) 25mm2 | DIE SET for SHK-25 (DIN NORM) 25 mm² | 1 | Adet | 0 | kg |  | Adet | 34.5 | EUR | 0 | TL
8680734718185 | SFK130D035 | ŞAFAK YUVARLAK 130 kN ÇENE TAKIMI (DIN NORM) 35mm2 | DIE SET for SHK-25 (DIN NORM) 35 mm² | 1 | Adet | 0 | kg |  | Adet | 34.5 | EUR | 0 | TL
8680734718192 | SFK130D050 | ŞAFAK YUVARLAK 130 kN ÇENE TAKIMI (DIN NORM) 50mm2 | DIE SET for SHK-25 (DIN NORM) 50 mm² | 1 | Adet | 0 | kg |  | Adet | 34.5 | EUR | 0 | TL
8680734718208 | SFK130D070 | ŞAFAK YUVARLAK 130 kN ÇENE TAKIMI (DIN NORM) 70mm2 | DIE SET for SHK-25 (DIN NORM) 70 mm² | 1 | Adet | 0 | kg |  | Adet | 34.5 | EUR | 0 | TL
8680734718215 | SFK130D095 | ŞAFAK YUVARLAK 130 kN ÇENE TAKIMI (DIN NORM) 95mm2 | DIE SET for SHK-25 (DIN NORM) 95 mm² | 1 | Adet | 0 | kg |  | Adet | 34.5 | EUR | 0 | TL
8680734718222 | SFK130D120 | ŞAFAK YUVARLAK 130 kN ÇENE TAKIMI (DIN NORM) 120mm2 | DIE SET for SHK-25 (DIN NORM) 120 mm² | 1 | Adet | 0 | kg |  | Adet | 34.5 | EUR | 0 | TL
8680734718239 | SFK130D150 | ŞAFAK YUVARLAK 130 kN ÇENE TAKIMI (DIN NORM) 150mm2 | DIE SET for SHK-25 (DIN NORM) 150 mm² | 1 | Adet | 0 | kg |  | Adet | 34.5 | EUR | 0 | TL
8680734718246 | SFK130D185 | ŞAFAK YUVARLAK 130 kN ÇENE TAKIMI (DIN NORM) 185mm2 | DIE SET for SHK-25 (DIN NORM) 185 mm² | 1 | Adet | 0 | kg |  | Adet | 34.5 | EUR | 0 | TL
8680734718253 | SFK130D240 | ŞAFAK YUVARLAK 130 kN ÇENE TAKIMI (DIN NORM) 240mm2 | DIE SET for SHK-25 (DIN NORM) 240 mm² | 1 | Adet | 0 | kg |  | Adet | 34.5 | EUR | 0 | TL
8680734718260 | SFK130D300 | ŞAFAK YUVARLAK 130 kN ÇENE TAKIMI (DIN NORM) 300mm2 | DIE SET for SHK-25 (DIN NORM) 300 mm² | 1 | Adet | 0 | kg |  | Adet | 34.5 | EUR | 0 | TL
8680734718277 | SFK130D400 | ŞAFAK YUVARLAK 130 kN ÇENE TAKIMI (DIN NORM) 400mm2 | DIE SET for SHK-25 (DIN NORM) 400 mm² | 1 | Adet | 0 | kg |  | Adet | 34.5 | EUR | 0 | TL
8680734733270 | SFK250D500 | ŞAFAK YUVARLAK 250 kN ÇENE TAKIMI (DIN NORM) 500mm2 | 250 kN DIE SET (DIN TYPE) 500mm2 | 1 | Adet | 0 | kg |  | Adet | 132.5 | EUR | 0 | TL
8680734733287 | SFK250D600 | ŞAFAK YUVARLAK 250 kN ÇENE TAKIMI (DIN NORM) 625mm2 | 250 kN DIE SET (DIN TYPE) 625mm2 | 1 | Adet | 0 | kg |  | Adet | 132.5 | EUR | 0 | TL
8680734718345 | SFK130N010 | ŞAFAK YUVARLAK 130 kN ÇENE TAKIMI (NOKTA) 10mm2 | 130 kN DIE SET (N) 10 mm2 | 1 | Adet | 0 | kg |  | Adet | 34.5 | EUR | 0 | TL
8680734718352 | SFK130N016 | ŞAFAK YUVARLAK 130 kN ÇENE TAKIMI (NOKTA) 16mm2 | 130 kN DIE SET (N) 16 mm2 | 1 | Adet | 0 | kg |  | Adet | 34.5 | EUR | 0 | TL
8680734718369 | SFK130N025 | ŞAFAK YUVARLAK 130 kN ÇENE TAKIMI (NOKTA) 25mm2 | 130 kN DIE SET (N) 25 mm2 | 1 | Adet | 0 | kg |  | Adet | 34.5 | EUR | 0 | TL
8680734718376 | SFK130N035 | ŞAFAK YUVARLAK 130 kN ÇENE TAKIMI (NOKTA) 35mm2 | 130 kN DIE SET (N) 35 mm2 | 1 | Adet | 0 | kg |  | Adet | 34.5 | EUR | 0 | TL
8680734718383 | SFK130N050 | ŞAFAK YUVARLAK 130 kN ÇENE TAKIMI (NOKTA) 50mm2 | 130 kN DIE SET (N) 50 mm2 | 1 | Adet | 0 | kg |  | Adet | 34.5 | EUR | 0 | TL
8680734718390 | SFK130N070 | ŞAFAK YUVARLAK 130 kN ÇENE TAKIMI (NOKTA) 70mm2 | 130 kN DIE SET (N) 70 mm2 | 1 | Adet | 0 | kg |  | Adet | 34.5 | EUR | 0 | TL
8680734718406 | SFK130N095 | ŞAFAK YUVARLAK 130 kN ÇENE TAKIMI (NOKTA) 95mm2 | 130 kN DIE SET (N) 95 mm2 | 1 | Adet | 0 | kg |  | Adet | 34.5 | EUR | 0 | TL
8680734718413 | SFK130N120 | ŞAFAK YUVARLAK 130 kN ÇENE TAKIMI (NOKTA) 120mm2 | 130 kN DIE SET (N) 120 mm2 | 1 | Adet | 0 | kg |  | Adet | 34.5 | EUR | 0 | TL
8680734718420 | SFK130N150 | ŞAFAK YUVARLAK 130 kN ÇENE TAKIMI (NOKTA) 150mm2 | 130 kN DIE SET (N) 150 mm2 | 1 | Adet | 0 | kg |  | Adet | 34.5 | EUR | 0 | TL
8680734718437 | SFK130N185 | ŞAFAK YUVARLAK 130 kN ÇENE TAKIMI (NOKTA) 185mm2 | 130 kN DIE SET (N) 185 mm2 | 1 | Adet | 0 | kg |  | Adet | 34.5 | EUR | 0 | TL
8680734718284 | SFK130H03535 | ŞAFAK YUVARLAK 130 kN ÇENE TAKIMI (H KLEMENS) 35-35mm2 | 130 kN DIE SET (H KLEMENS) 35-35 mm2 | 1 | Adet | 0 | kg |  | Adet | 34.5 | EUR | 0 | TL
8680734718291 | SFK130H05050 | ŞAFAK YUVARLAK 130 kN ÇENE TAKIMI (H KLEMENS) 50-50mm2 | 130 kN DIE SET (H KLEMENS) 50-50 mm2 | 1 | Adet | 0 | kg |  | Adet | 34.5 | EUR | 0 | TL
8680734718307 | SFK130H07070 | ŞAFAK YUVARLAK 130 kN ÇENE TAKIMI (H KLEMENS) 70-70mm2 | 130 kN DIE SET (H KLEMENS) 70-70 mm2 | 1 | Adet | 0 | kg |  | Adet | 34.5 | EUR | 0 | TL
8680734718314 | SFK130H09595 | ŞAFAK YUVARLAK 130 kN ÇENE TAKIMI (H KLEMENS) 95-95mm2 | 130 kN DIE SET (H KLEMENS) 95-95 mm2 | 1 | Adet | 0 | kg |  | Adet | 34.5 | EUR | 0 | TL
8680734718321 | SFK130H120120 | ŞAFAK YUVARLAK 130 kN ÇENE TAKIMI (H KLEMENS) 120-120mm2 | 130 kN DIE SET (H KLEMENS) 120-120 mm2 | 1 | Adet | 0 | kg |  | Adet | 34.5 | EUR | 0 | TL
8680734718338 | SFK130H150150 | ŞAFAK YUVARLAK 130 kN ÇENE TAKIMI (H KLEMENS) 150-150mm2 | 130 kN DIE SET (H KLEMENS) 150-150mm2 | 1 | Adet | 0 | kg |  | Adet | 34.5 | EUR | 0 | TL
8680734718086 | SFK130C02525 | ŞAFAK YUVARLAK 130 kN ÇENE TAKIMI (C KLEMENS) 25-25mm2 | 130 kN DIE SET (C KLEMENS) 25-25 mm2 | 1 | Adet | 0 | kg |  | Adet | 34.5 | EUR | 0 | TL
8680734718093 | SFK130C03535 | ŞAFAK YUVARLAK 130 kN ÇENE TAKIMI (C KLEMENS) 35-35mm2 | 130 kN DIE SET (C KLEMENS) 35-35 mm2 | 1 | Adet | 0 | kg |  | Adet | 34.5 | EUR | 0 | TL
8680734718109 | SFK130C05050 | ŞAFAK YUVARLAK 130 kN ÇENE TAKIMI (C KLEMENS) 50-50mm2 | 130 kN DIE SET (C KLEMENS) 50-50 mm2 | 1 | Adet | 0 | kg |  | Adet | 34.5 | EUR | 0 | TL
8680734718116 | SFK130C07070 | ŞAFAK YUVARLAK 130 kN ÇENE TAKIMI (C KLEMENS) 70-70mm2 | 130 kN DIE SET (C KLEMENS) 70-70 mm2 | 1 | Adet | 0 | kg |  | Adet | 34.5 | EUR | 0 | TL
8680734718123 | SFK130C09595 | ŞAFAK YUVARLAK 130 kN ÇENE TAKIMI (C KLEMENS) 95-95mm2 | 130 kN DIE SET (C KLEMENS) 95-95 mm2 | 1 | Adet | 0 | kg |  | Adet | 34.5 | EUR | 0 | TL
8680734718130 | SFK130C120120 | ŞAFAK YUVARLAK 130 kN ÇENE TAKIMI (C KLEMENS) 120-120mm2 | 130 kN DIE SET (C KLEMENS) 120-120 mm2 | 1 | Adet | 0 | kg |  | Adet | 34.5 | EUR | 0 | TL
8680734718147 | SFK130C120150 | ŞAFAK YUVARLAK 130 kN ÇENE TAKIMI (C KLEMENS) 120-150mm2 | 130 kN DIE SET (C KLEMENS) 120-150 mm2 | 1 | Adet | 0 | kg |  | Adet | 34.5 | EUR | 0 | TL
8680734718017 | SFK130BS0162535 | ŞAFAK YUVARLAK 130 kN ÇENE TAKIMI (BİMETAL) 16-25-35mm2 | 130 kN DIE SET (Bi-metal AL/CU TYPE) 16-25-35 mm2 | 1 | Adet | 0 | kg |  | Adet | 34.5 | EUR | 0 | TL
8680734718024 | SFK130BS0507095 | ŞAFAK YUVARLAK 130 kN ÇENE TAKIMI (BİMETAL) 50-70-95mm2 | 130 kN DIE SET (Bi-metal AL/CU TYPE) 50-70-95 mm2 | 1 | Adet | 0 | kg |  | Adet | 34.5 | EUR | 0 | TL
8680734718031 | SFK130BS120150 | ŞAFAK YUVARLAK 130 kN ÇENE TAKIMI (BİMETAL) 120-150mm2 | 130 kN DIE SET (Bi-metal AL/CU TYPE) 120-150 mm2 | 1 | Adet | 0 | kg |  | Adet | 34.5 | EUR | 0 | TL
8680734718048 | SFK130BS185240 | ŞAFAK YUVARLAK 130 kN ÇENE TAKIMI (BİMETAL) 185-240mm2 | 130 kN DIE SET (Bi-metal AL/CU TYPE) 185-240mm2 | 1 | Adet | 0 | kg |  | Adet | 34.5 | EUR | 0 | TL
8680734718055 | SFK130BS300 | ŞAFAK YUVARLAK 130 kN ÇENE TAKIMI (BİMETAL) 300mm2 | 130 kN DIE SET (Bi-metal AL/CU TYPE) 300 mm2 | 1 | Adet | 0 | kg |  | Adet | 132.5 | EUR | 0 | TL
8680734718062 | SFK130BS400 | ŞAFAK YUVARLAK 130 kN ÇENE TAKIMI (BİMETAL) 400mm2 | 130 kN DIE SET (Bi-metal AL/CU TYPE) 400 mm2 | 1 | Adet | 0 | kg |  | Adet | 132.5 | EUR | 0 | TL
8680734718079 | SFK130BS500 | ŞAFAK YUVARLAK 130 kN ÇENE TAKIMI (BİMETAL) 500mm2 | 130 kN DIE SET (Bi-metal AL/CU TYPE) 500 mm2 | 1 | Adet | 0 | kg |  | Adet | 132.5 | EUR | 0 | TL
8680734717898 | SFK130AL025 | ŞAFAK YUVARLAK 130 kN ÇENE TAKIMI (ALÜMİNYUM) 25mm2 | 130 kN DIE SET (ALUMINUM TYPE) 25mm2 | 1 | Adet | 0 | kg |  | Adet | 34.5 | EUR | 0 | TL
8680734717904 | SFK130AL035 | ŞAFAK YUVARLAK 130 kN ÇENE TAKIMI (ALÜMİNYUM) 35mm2 | 130 kN DIE SET (ALUMINUM TYPE) 35mm2 | 1 | Adet | 0 | kg |  | Adet | 34.5 | EUR | 0 | TL
8680734717911 | SFK130AL050 | ŞAFAK YUVARLAK 130 kN ÇENE TAKIMI (ALÜMİNYUM) 50mm2 | 130 kN DIE SET (ALUMINUM TYPE) 50mm2 | 1 | Adet | 0 | kg |  | Adet | 34.5 | EUR | 0 | TL
8680734717928 | SFK130AL070 | ŞAFAK YUVARLAK 130 kN ÇENE TAKIMI (ALÜMİNYUM) 70mm2 | 130 kN DIE SET (ALUMINUM TYPE) 70mm2 | 1 | Adet | 0 | kg |  | Adet | 34.5 | EUR | 0 | TL
8680734717935 | SFK130AL095 | ŞAFAK YUVARLAK 130 kN ÇENE TAKIMI (ALÜMİNYUM) 95mm2 | 130 kN DIE SET (ALUMINUM TYPE) 95mm2 | 1 | Adet | 0 | kg |  | Adet | 34.5 | EUR | 0 | TL
8680734717942 | SFK130AL120 | ŞAFAK YUVARLAK 130 kN ÇENE TAKIMI (ALÜMİNYUM) 120mm2 | 130 kN DIE SET (ALUMINUM TYPE) 120mm2 | 1 | Adet | 0 | kg |  | Adet | 34.5 | EUR | 0 | TL
8680734717959 | SFK130AL150 | ŞAFAK YUVARLAK 130 kN ÇENE TAKIMI (ALÜMİNYUM) 150mm2 | 130 kN DIE SET (ALUMINUM TYPE) 150mm2 | 1 | Adet | 0 | kg |  | Adet | 34.5 | EUR | 0 | TL
8680734717966 | SFK130AL185 | ŞAFAK YUVARLAK 130 kN ÇENE TAKIMI (ALÜMİNYUM) 185mm2 | 130 kN DIE SET (ALUMINUM TYPE) 185mm2 | 1 | Adet | 0 | kg |  | Adet | 34.5 | EUR | 0 | TL
8680734717973 | SFK130AL240 | ŞAFAK YUVARLAK 130 kN ÇENE TAKIMI (ALÜMİNYUM) 240mm2 | 130 kN DIE SET (ALUMINUM TYPE) 240mm2 | 1 | Adet | 0 | kg |  | Adet | 34.5 | EUR | 0 | TL
8680734717980 | SFK130AL300 | ŞAFAK YUVARLAK 130 kN ÇENE TAKIMI (ALÜMİNYUM) 300mm2 | 130 kN DIE SET (ALUMINUM TYPE) 300mm2 | 1 | Adet | 0 | kg |  | Adet | 132.5 | EUR | 0 | TL
8680734717997 | SFK130AL400 | ŞAFAK YUVARLAK 130 kN ÇENE TAKIMI (ALÜMİNYUM) 400mm2 | 130 kN DIE SET (ALUMINUM TYPE) 400mm2 | 1 | Adet | 0 | kg |  | Adet | 132.5 | EUR | 0 | TL
8680734718000 | SFK130AL500 | ŞAFAK YUVARLAK 130 kN ÇENE TAKIMI (ALÜMİNYUM) 500mm2 | 130 kN DIE SET (ALUMINUM TYPE) 500mm2 | 1 | Adet | 0 | kg |  | Adet | 132.5 | EUR | 0 | TL
8680734746676 | D5R6-35 | 6 - 35 mm2 D5 Çene | 6 - 35 mm2 D5 dies | 1 | Adet | 0 | kg |  | Adet | 150 | EUR | 0 | TL
8680734746621 | D5R10-50 | 10 - 50 mm2 D5 Çene | 10 - 50 mm2 D5 dies | 1 | Adet | 0 | kg |  | Adet | 150 | EUR | 0 | TL
8680734746652 | D5R16-70 | 16 - 70 mm2 D5 Çene | 16 - 70 mm2 D5 dies | 1 | Adet | 0 | kg |  | Adet | 150 | EUR | 0 | TL
8680734746669 | D5R25-95 | 25 - 95 mm2 D5 Çene | 25 - 95 mm2 D5 dies | 1 | Adet | 0 | kg |  | Adet | 150 | EUR | 0 | TL
8680734746638 | D5R120 | 120 mm2 D5 Çene | 120 mm2 D5 dies | 1 | Adet | 0 | kg |  | Adet | 150 | EUR | 0 | TL
8680734746645 | D5R150 | 150 mm2 D5 Çene | 150 mm2 D5 dies | 1 | Adet | 0 | kg |  | Adet | 150 | EUR | 0 | TL